## BomList_prep
ASP | OrderingCode | Productno | Denomination | Qty | Comments | BOMFilter | Build Type
Ericsson | 5E2L18SCIDERS | SXK1253086/1 | Cable guide | 3 |  |  | B3 NB | 5E2L18SCIDERS | SXK1253086/1 | Cable guide
Ericsson | 5E2L18SCIDERS | KDV127621/11 | Baseband 6630 with fan | 3 |  |  | B3 NB | 5E2L18SCIDERS | KDV127621/11 | Baseband 6630 with fan
Ericsson | 5E2L18SCIDERS | RPM777528/02500 | ET Power cable | 3 |  |  | B3 NB | 5E2L18SCIDERS | RPM777528/02500 | ET Power cable
Ericsson | 5E2L18SCIDERS | RPM777567/05000 | Grounding Cable | 3 |  |  | B3 NB | 5E2L18SCIDERS | RPM777567/05000 | Grounding Cable
TEF | 5E2L18SCIDERS | KRC161797/1 | RADIO UNIT/Radio 2238 B8 B20 B28B | 4 |  |  | B3 NB | 5E2L18SCIDERS | KRC161797/1 | RADIO UNIT/Radio 2238 B8 B20 B28B
TEF | 5E2L18SCIDERS | RNT44737/01 | Circular Power Connector DC-C (2 wire) | 4 |  |  | B3 NB | 5E2L18SCIDERS | RNT44737/01 | Circular Power Connector DC-C (2 wire)
TEF | 5E2L18SCIDERS | RDH10265/2 | SFP+ SM 10.3Gb/s 1.4km 1310nm | 4 |  |  | B3 NB | 5E2L18SCIDERS | RDH10265/2 | SFP+ SM 10.3Gb/s 1.4km 1310nm
Ericsson | 5E2L18SCIDERS | RDH10265/2 | SFP+ SM 10.3Gb/s 1.4km 1310nm | 4 |  |  | B3 NB | 5E2L18SCIDERS | RDH10265/2 | SFP+ SM 10.3Gb/s 1.4km 1310nm
TEF | 5E2L18SCIDERS | RDH10265/2 | SFP+ SM 10.3Gb/s 1.4km 1310nm | 4 |  |  | B3 NB | 5E2L18SCIDERS | RDH10265/2 | SFP+ SM 10.3Gb/s 1.4km 1310nm
Ericsson | 5E2L18SCIDERS | RDH10265/2 | SFP+ SM 10.3Gb/s 1.4km 1310nm | 4 |  |  | B3 NB | 5E2L18SCIDERS | RDH10265/2 | SFP+ SM 10.3Gb/s 1.4km 1310nm
TEF | 5E2L18SCIDERS | KRC161777/1 | RADIO UNIT/Radio 4480B1B3 | 2 |  |  | B3 NB | 5E2L18SCIDERS | KRC161777/1 | RADIO UNIT/Radio 4480B1B3
TEF | 5E2L18SCIDERS | RNT44737/01 | Circular Power Connector DC-C (2 wire) | 2 |  |  | B3 NB | 5E2L18SCIDERS | RNT44737/01 | Circular Power Connector DC-C (2 wire)
TEF | 5E2L18SCIDERS | RDH10265/2 | SFP+ SM 10.3Gb/s 1.4km 1310nm | 4 |  |  | B3 NB | 5E2L18SCIDERS | RDH10265/2 | SFP+ SM 10.3Gb/s 1.4km 1310nm
Ericsson | 5E2L18SCIDERS | RDH10265/2 | SFP+ SM 10.3Gb/s 1.4km 1310nm | 4 |  |  | B3 NB | 5E2L18SCIDERS | RDH10265/2 | SFP+ SM 10.3Gb/s 1.4km 1310nm
Ericsson | 5E2L18SCIDERS | NTB101242/1 | SAU 02 01 kit | 1 |  |  | B3 NB | 5E2L18SCIDERS | NTB101242/1 | SAU 02 01 kit
Ericsson | 5E2L18SCIDERS | RPM777429/01200 | SAU 02 Power and EC-Bus cable | 1 |  |  | B3 NB | 5E2L18SCIDERS | RPM777429/01200 | SAU 02 Power and EC-Bus cable
Ericsson | 5E2L18SCOAERS | SXK1253086/1 | Cable guide | 3 |  |  | B3 NB | 5E2L18SCOAERS | SXK1253086/1 | Cable guide
Ericsson | 5E2L18SCOAERS | KDV127621/11 | Baseband 6630 with fan | 3 |  |  | B3 NB | 5E2L18SCOAERS | KDV127621/11 | Baseband 6630 with fan
Ericsson | 5E2L18SCOAERS | RPM777528/02500 | ET Power cable | 3 |  |  | B3 NB | 5E2L18SCOAERS | RPM777528/02500 | ET Power cable
Ericsson | 5E2L18SCOAERS | RPM777567/05000 | Grounding Cable | 3 |  |  | B3 NB | 5E2L18SCOAERS | RPM777567/05000 | Grounding Cable
TEF | 5E2L18SCOAERS | KRC161797/1 | RADIO UNIT/Radio 2238 B8 B20 B28B | 4 |  |  | B3 NB | 5E2L18SCOAERS | KRC161797/1 | RADIO UNIT/Radio 2238 B8 B20 B28B
TEF | 5E2L18SCOAERS | RNT44737/01 | Circular Power Connector DC-C (2 wire) | 4 |  |  | B3 NB | 5E2L18SCOAERS | RNT44737/01 | Circular Power Connector DC-C (2 wire)
TEF | 5E2L18SCOAERS | RDH10265/2 | SFP+ SM 10.3Gb/s 1.4km 1310nm | 4 |  |  | B3 NB | 5E2L18SCOAERS | RDH10265/2 | SFP+ SM 10.3Gb/s 1.4km 1310nm
Ericsson | 5E2L18SCOAERS | RDH10265/2 | SFP+ SM 10.3Gb/s 1.4km 1310nm | 4 |  |  | B3 NB | 5E2L18SCOAERS | RDH10265/2 | SFP+ SM 10.3Gb/s 1.4km 1310nm
TEF | 5E2L18SCOAERS | RDH10265/2 | SFP+ SM 10.3Gb/s 1.4km 1310nm | 4 |  |  | B3 NB | 5E2L18SCOAERS | RDH10265/2 | SFP+ SM 10.3Gb/s 1.4km 1310nm
Ericsson | 5E2L18SCOAERS | RDH10265/2 | SFP+ SM 10.3Gb/s 1.4km 1310nm | 4 |  |  | B3 NB | 5E2L18SCOAERS | RDH10265/2 | SFP+ SM 10.3Gb/s 1.4km 1310nm
TEF | 5E2L18SCOAERS | KRC161777/1 | RADIO UNIT/Radio 4480B1B3 | 2 |  |  | B3 NB | 5E2L18SCOAERS | KRC161777/1 | RADIO UNIT/Radio 4480B1B3
TEF | 5E2L18SCOAERS | RNT44737/01 | Circular Power Connector DC-C (2 wire) | 2 |  |  | B3 NB | 5E2L18SCOAERS | RNT44737/01 | Circular Power Connector DC-C (2 wire)
TEF | 5E2L18SCOAERS | RDH10265/2 | SFP+ SM 10.3Gb/s 1.4km 1310nm | 4 |  |  | B3 NB | 5E2L18SCOAERS | RDH10265/2 | SFP+ SM 10.3Gb/s 1.4km 1310nm
Ericsson | 5E2L18SCOAERS | RDH10265/2 | SFP+ SM 10.3Gb/s 1.4km 1310nm | 4 |  |  | B3 NB | 5E2L18SCOAERS | RDH10265/2 | SFP+ SM 10.3Gb/s 1.4km 1310nm
Ericsson | 5E2L18SCSFERS | SXK1253086/1 | Cable guide | 3 |  |  | B3 NB | 5E2L18SCSFERS | SXK1253086/1 | Cable guide
Ericsson | 5E2L18SCSFERS | KDV127621/11 | Baseband 6630 with fan | 3 |  |  | B3 NB | 5E2L18SCSFERS | KDV127621/11 | Baseband 6630 with fan
Ericsson | 5E2L18SCSFERS | RPM777528/02500 | ET Power cable | 3 |  |  | B3 NB | 5E2L18SCSFERS | RPM777528/02500 | ET Power cable
Ericsson | 5E2L18SCSFERS | RPM777567/05000 | Grounding Cable | 3 |  |  | B3 NB | 5E2L18SCSFERS | RPM777567/05000 | Grounding Cable
Ericsson | 5E2L18SCSFERS | KRC161797/1 | RADIO UNIT/Radio 2238 B8 B20 B28B | 4 |  |  | B3 NB | 5E2L18SCSFERS | KRC161797/1 | RADIO UNIT/Radio 2238 B8 B20 B28B
Ericsson | 5E2L18SCSFERS | RNT44737/01 | Circular Power Connector DC-C (2 wire) | 4 |  |  | B3 NB | 5E2L18SCSFERS | RNT44737/01 | Circular Power Connector DC-C (2 wire)
Ericsson | 5E2L18SCSFERS | RDH10265/2 | SFP+ SM 10.3Gb/s 1.4km 1310nm | 4 |  |  | B3 NB | 5E2L18SCSFERS | RDH10265/2 | SFP+ SM 10.3Gb/s 1.4km 1310nm
Ericsson | 5E2L18SCSFERS | RDH10265/2 | SFP+ SM 10.3Gb/s 1.4km 1310nm | 4 |  |  | B3 NB | 5E2L18SCSFERS | RDH10265/2 | SFP+ SM 10.3Gb/s 1.4km 1310nm
Ericsson | 5E2L18SCSFERS | RDH10265/2 | SFP+ SM 10.3Gb/s 1.4km 1310nm | 4 |  |  | B3 NB | 5E2L18SCSFERS | RDH10265/2 | SFP+ SM 10.3Gb/s 1.4km 1310nm
Ericsson | 5E2L18SCSFERS | RDH10265/2 | SFP+ SM 10.3Gb/s 1.4km 1310nm | 4 |  |  | B3 NB | 5E2L18SCSFERS | RDH10265/2 | SFP+ SM 10.3Gb/s 1.4km 1310nm
Ericsson | 5E2L18SCSFERS | KRC161777/1 | RADIO UNIT/Radio 4480B1B3 | 2 |  |  | B3 NB | 5E2L18SCSFERS | KRC161777/1 | RADIO UNIT/Radio 4480B1B3
Ericsson | 5E2L18SCSFERS | RNT44737/01 | Circular Power Connector DC-C (2 wire) | 2 |  |  | B3 NB | 5E2L18SCSFERS | RNT44737/01 | Circular Power Connector DC-C (2 wire)
Ericsson | 5E2L18SCSFERS | BKV106246/1 | Fan tray, 24 VDC, 2.0 A, 358x29x54 mm (Radio 4480) | 2 |  |  | B3 NB | 5E2L18SCSFERS | BKV106246/1 | Fan tray, 24 VDC, 2.0 A, 358x29x54 mm (Radio 4480)
Ericsson | 5E2L18SCSFERS | RDH10265/2 | SFP+ SM 10.3Gb/s 1.4km 1310nm | 4 |  |  | B3 NB | 5E2L18SCSFERS | RDH10265/2 | SFP+ SM 10.3Gb/s 1.4km 1310nm
Ericsson | 5E2L18SCSFERS | RDH10265/2 | SFP+ SM 10.3Gb/s 1.4km 1310nm | 4 |  |  | B3 NB | 5E2L18SCSFERS | RDH10265/2 | SFP+ SM 10.3Gb/s 1.4km 1310nm
Ericsson | 5E2LCIDERS | SXK1253086/1 | Cable guide | 3 |  |  | B3 NB | 5E2LCIDERS | SXK1253086/1 | Cable guide
Ericsson | 5E2LCIDERS | KDV127621/11 | Baseband 6630 with fan | 3 |  |  | B3 NB | 5E2LCIDERS | KDV127621/11 | Baseband 6630 with fan
Ericsson | 5E2LCIDERS | RPM777528/02500 | ET Power cable | 3 |  |  | B3 NB | 5E2LCIDERS | RPM777528/02500 | ET Power cable
Ericsson | 5E2LCIDERS | RPM777567/05000 | Grounding Cable | 3 |  |  | B3 NB | 5E2LCIDERS | RPM777567/05000 | Grounding Cable
TEF | 5E2LCIDERS | KRC161797/1 | RADIO UNIT/Radio 2238 B8 B20 B28B | 4 |  |  | B3 NB | 5E2LCIDERS | KRC161797/1 | RADIO UNIT/Radio 2238 B8 B20 B28B
TEF | 5E2LCIDERS | RNT44737/01 | Circular Power Connector DC-C (2 wire) | 4 |  |  | B3 NB | 5E2LCIDERS | RNT44737/01 | Circular Power Connector DC-C (2 wire)
TEF | 5E2LCIDERS | RDH10265/2 | SFP+ SM 10.3Gb/s 1.4km 1310nm | 4 |  |  | B3 NB | 5E2LCIDERS | RDH10265/2 | SFP+ SM 10.3Gb/s 1.4km 1310nm
Ericsson | 5E2LCIDERS | RDH10265/2 | SFP+ SM 10.3Gb/s 1.4km 1310nm | 4 |  |  | B3 NB | 5E2LCIDERS | RDH10265/2 | SFP+ SM 10.3Gb/s 1.4km 1310nm
TEF | 5E2LCIDERS | RDH10265/2 | SFP+ SM 10.3Gb/s 1.4km 1310nm | 4 |  |  | B3 NB | 5E2LCIDERS | RDH10265/2 | SFP+ SM 10.3Gb/s 1.4km 1310nm
Ericsson | 5E2LCIDERS | RDH10265/2 | SFP+ SM 10.3Gb/s 1.4km 1310nm | 4 |  |  | B3 NB | 5E2LCIDERS | RDH10265/2 | SFP+ SM 10.3Gb/s 1.4km 1310nm
Ericsson | 5E2LCIDERS | NTB101242/1 | SAU 02 01 kit | 1 |  |  | B3 NB | 5E2LCIDERS | NTB101242/1 | SAU 02 01 kit
Ericsson | 5E2LCIDERS | RPM777429/01200 | SAU 02 Power and EC-Bus cable | 1 |  |  | B3 NB | 5E2LCIDERS | RPM777429/01200 | SAU 02 Power and EC-Bus cable
Ericsson | 5E2LCIDERS | NCD90165/1 | MODULE/GPS 04 01; GPS Receiver Unit | 1 |  |  | B3 NB | 5E2LCIDERS | NCD90165/1 | MODULE/GPS 04 01; GPS Receiver Unit
Ericsson | 5E2LCIDERS | TSR951357/1500 | CONNECTION CABLE/Jumper N(m)-SMA(m) 1.5m | 1 |  |  | B3 NB | 5E2LCIDERS | TSR951357/1500 | CONNECTION CABLE/Jumper N(m)-SMA(m) 1.5m
Ericsson | 5E2LCIDERS | RPM1136127/1000 | CABLE WITH CONNECTOR/RJ45(8)-RJ45(8) 1m | 1 |  |  | B3 NB | 5E2LCIDERS | RPM1136127/1000 | CABLE WITH CONNECTOR/RJ45(8)-RJ45(8) 1m
TEF | 5E2LCIDERS | KRE1012395/1 | ANTENNA/GPS Active Antenna | 1 |  |  | B3 NB | 5E2LCIDERS | KRE1012395/1 | ANTENNA/GPS Active Antenna
TEF | 5E2LCIDERS | SXK1091931/1 | ASSEMBLED PARTS/GPS Mount, Steel | 1 |  |  | B3 NB | 5E2LCIDERS | SXK1091931/1 | ASSEMBLED PARTS/GPS Mount, Steel
TEF | 5E2LCIDERS | RPM1191648/2 | EARTHING CABLE/16mm2,GNYE,2m,with 1 lug | 1 |  |  | B3 NB | 5E2LCIDERS | RPM1191648/2 | EARTHING CABLE/16mm2,GNYE,2m,with 1 lug
Ericsson | 5E2LCOAERS | SXK1253086/1 | Cable guide | 3 |  |  | B3 NB | 5E2LCOAERS | SXK1253086/1 | Cable guide
Ericsson | 5E2LCOAERS | KDV127621/11 | Baseband 6630 with fan | 3 |  |  | B3 NB | 5E2LCOAERS | KDV127621/11 | Baseband 6630 with fan
Ericsson | 5E2LCOAERS | RPM777528/02500 | ET Power cable | 3 |  |  | B3 NB | 5E2LCOAERS | RPM777528/02500 | ET Power cable
Ericsson | 5E2LCOAERS | RPM777567/05000 | Grounding Cable | 3 |  |  | B3 NB | 5E2LCOAERS | RPM777567/05000 | Grounding Cable
TEF | 5E2LCOAERS | KRC161797/1 | RADIO UNIT/Radio 2238 B8 B20 B28B | 4 |  |  | B3 NB | 5E2LCOAERS | KRC161797/1 | RADIO UNIT/Radio 2238 B8 B20 B28B
TEF | 5E2LCOAERS | RNT44737/01 | Circular Power Connector DC-C (2 wire) | 4 |  |  | B3 NB | 5E2LCOAERS | RNT44737/01 | Circular Power Connector DC-C (2 wire)
TEF | 5E2LCOAERS | RDH10265/2 | SFP+ SM 10.3Gb/s 1.4km 1310nm | 4 |  |  | B3 NB | 5E2LCOAERS | RDH10265/2 | SFP+ SM 10.3Gb/s 1.4km 1310nm
Ericsson | 5E2LCOAERS | RDH10265/2 | SFP+ SM 10.3Gb/s 1.4km 1310nm | 4 |  |  | B3 NB | 5E2LCOAERS | RDH10265/2 | SFP+ SM 10.3Gb/s 1.4km 1310nm
TEF | 5E2LCOAERS | RDH10265/2 | SFP+ SM 10.3Gb/s 1.4km 1310nm | 4 |  |  | B3 NB | 5E2LCOAERS | RDH10265/2 | SFP+ SM 10.3Gb/s 1.4km 1310nm
Ericsson | 5E2LCOAERS | RDH10265/2 | SFP+ SM 10.3Gb/s 1.4km 1310nm | 4 |  |  | B3 NB | 5E2LCOAERS | RDH10265/2 | SFP+ SM 10.3Gb/s 1.4km 1310nm
Ericsson | 5E2LCOAERS | NCD90165/1 | MODULE/GPS 04 01; GPS Receiver Unit | 1 |  |  | B3 NB | 5E2LCOAERS | NCD90165/1 | MODULE/GPS 04 01; GPS Receiver Unit
Ericsson | 5E2LCOAERS | TSR951357/1500 | CONNECTION CABLE/Jumper N(m)-SMA(m) 1.5m | 1 |  |  | B3 NB | 5E2LCOAERS | TSR951357/1500 | CONNECTION CABLE/Jumper N(m)-SMA(m) 1.5m
Ericsson | 5E2LCOAERS | RPM1136127/1000 | CABLE WITH CONNECTOR/RJ45(8)-RJ45(8) 1m | 1 |  |  | B3 NB | 5E2LCOAERS | RPM1136127/1000 | CABLE WITH CONNECTOR/RJ45(8)-RJ45(8) 1m
TEF | 5E2LCOAERS | KRE1012395/1 | ANTENNA/GPS Active Antenna | 1 |  |  | B3 NB | 5E2LCOAERS | KRE1012395/1 | ANTENNA/GPS Active Antenna
TEF | 5E2LCOAERS | SXK1091931/1 | ASSEMBLED PARTS/GPS Mount, Steel | 1 |  |  | B3 NB | 5E2LCOAERS | SXK1091931/1 | ASSEMBLED PARTS/GPS Mount, Steel
TEF | 5E2LCOAERS | RPM1191648/2 | EARTHING CABLE/16mm2,GNYE,2m,with 1 lug | 1 |  |  | B3 NB | 5E2LCOAERS | RPM1191648/2 | EARTHING CABLE/16mm2,GNYE,2m,with 1 lug
Ericsson | 5E2NRIDERS | SXK1253086/1 | Cable guide | 3 |  |  | B3 NB | 5E2NRIDERS | SXK1253086/1 | Cable guide
Ericsson | 5E2NRIDERS | KDV127621/11 | Baseband 6630 with fan | 3 |  |  | B3 NB | 5E2NRIDERS | KDV127621/11 | Baseband 6630 with fan
Ericsson | 5E2NRIDERS | RPM777528/02500 | ET Power cable | 3 |  |  | B3 NB | 5E2NRIDERS | RPM777528/02500 | ET Power cable
Ericsson | 5E2NRIDERS | RPM777567/05000 | Grounding Cable | 3 |  |  | B3 NB | 5E2NRIDERS | RPM777567/05000 | Grounding Cable
TEF | 5E2NRIDERS | KRC161797/1 | RADIO UNIT/Radio 2238 B8 B20 B28B | 2 |  |  | B3 NB | 5E2NRIDERS | KRC161797/1 | RADIO UNIT/Radio 2238 B8 B20 B28B
TEF | 5E2NRIDERS | RNT44737/01 | Circular Power Connector DC-C (2 wire) | 2 |  |  | B3 NB | 5E2NRIDERS | RNT44737/01 | Circular Power Connector DC-C (2 wire)
TEF | 5E2NRIDERS | RDH10265/2 | SFP+ SM 10.3Gb/s 1.4km 1310nm | 4 |  |  | B3 NB | 5E2NRIDERS | RDH10265/2 | SFP+ SM 10.3Gb/s 1.4km 1310nm
Ericsson | 5E2NRIDERS | RDH10265/2 | SFP+ SM 10.3Gb/s 1.4km 1310nm | 4 |  |  | B3 NB | 5E2NRIDERS | RDH10265/2 | SFP+ SM 10.3Gb/s 1.4km 1310nm
TEF | 5E2NRIDERS | KRC161549/1 | Radio 2217 B20 (800 MHz DD), 10W+10W HWAC incl. | 2 |  |  | B3 NB | 5E2NRIDERS | KRC161549/1 | Radio 2217 B20 (800 MHz DD), 10W+10W HWAC incl.
TEF | 5E2NRIDERS | RNT44737/01 | Circular Power Connector DC-C (2 wire) | 2 |  |  | B3 NB | 5E2NRIDERS | RNT44737/01 | Circular Power Connector DC-C (2 wire)
TEF | 5E2NRIDERS | RDH10247/2 | OPTICAL TRANSCEIVER/TRX SM CPRI 614.4-24 | 4 |  |  | B3 NB | 5E2NRIDERS | RDH10247/2 | OPTICAL TRANSCEIVER/TRX SM CPRI 614.4-24
Ericsson | 5E2NRIDERS | RDH10247/2 | OPTICAL TRANSCEIVER/TRX SM CPRI 614.4-24 | 4 |  |  | B3 NB | 5E2NRIDERS | RDH10247/2 | OPTICAL TRANSCEIVER/TRX SM CPRI 614.4-24
TEF | 5E2NRIDERS | KRC161635/1 | RADIO UNIT/Radio 4415 B1 | 2 |  |  | B3 NB | 5E2NRIDERS | KRC161635/1 | RADIO UNIT/Radio 4415 B1
TEF | 5E2NRIDERS | RNT44737/01 | Circular Power Connector DC-C (2 wire) | 2 |  |  | B3 NB | 5E2NRIDERS | RNT44737/01 | Circular Power Connector DC-C (2 wire)
TEF | 5E2NRIDERS | RDH10265/2 | SFP+ SM 10.3Gb/s 1.4km 1310nm | 4 |  |  | B3 NB | 5E2NRIDERS | RDH10265/2 | SFP+ SM 10.3Gb/s 1.4km 1310nm
Ericsson | 5E2NRIDERS | RDH10265/2 | SFP+ SM 10.3Gb/s 1.4km 1310nm | 4 |  |  | B3 NB | 5E2NRIDERS | RDH10265/2 | SFP+ SM 10.3Gb/s 1.4km 1310nm
Ericsson | 5E2NRIDERS | NTB101242/1 | SAU 02 01 kit | 1 |  |  | B3 NB | 5E2NRIDERS | NTB101242/1 | SAU 02 01 kit
Ericsson | 5E2NRIDERS | RPM777429/01200 | SAU 02 Power and EC-Bus cable | 1 |  |  | B3 NB | 5E2NRIDERS | RPM777429/01200 | SAU 02 Power and EC-Bus cable
Ericsson | 5E2NROAERS | SXK1253086/1 | Cable guide | 3 |  |  | B3 NB | 5E2NROAERS | SXK1253086/1 | Cable guide
Ericsson | 5E2NROAERS | KDV127621/11 | Baseband 6630 with fan | 3 |  |  | B3 NB | 5E2NROAERS | KDV127621/11 | Baseband 6630 with fan
Ericsson | 5E2NROAERS | RPM777528/02500 | ET Power cable | 3 |  |  | B3 NB | 5E2NROAERS | RPM777528/02500 | ET Power cable
Ericsson | 5E2NROAERS | RPM777567/05000 | Grounding Cable | 3 |  |  | B3 NB | 5E2NROAERS | RPM777567/05000 | Grounding Cable
TEF | 5E2NROAERS | KRC161797/1 | RADIO UNIT/Radio 2238 B8 B20 B28B | 2 |  |  | B3 NB | 5E2NROAERS | KRC161797/1 | RADIO UNIT/Radio 2238 B8 B20 B28B
TEF | 5E2NROAERS | RNT44737/01 | Circular Power Connector DC-C (2 wire) | 2 |  |  | B3 NB | 5E2NROAERS | RNT44737/01 | Circular Power Connector DC-C (2 wire)
TEF | 5E2NROAERS | RDH10265/2 | SFP+ SM 10.3Gb/s 1.4km 1310nm | 4 |  |  | B3 NB | 5E2NROAERS | RDH10265/2 | SFP+ SM 10.3Gb/s 1.4km 1310nm
Ericsson | 5E2NROAERS | RDH10265/2 | SFP+ SM 10.3Gb/s 1.4km 1310nm | 4 |  |  | B3 NB | 5E2NROAERS | RDH10265/2 | SFP+ SM 10.3Gb/s 1.4km 1310nm
TEF | 5E2NROAERS | KRC161549/1 | Radio 2217 B20 (800 MHz DD), 10W+10W HWAC incl. | 2 |  |  | B3 NB | 5E2NROAERS | KRC161549/1 | Radio 2217 B20 (800 MHz DD), 10W+10W HWAC incl.
TEF | 5E2NROAERS | RNT44737/01 | Circular Power Connector DC-C (2 wire) | 2 |  |  | B3 NB | 5E2NROAERS | RNT44737/01 | Circular Power Connector DC-C (2 wire)
TEF | 5E2NROAERS | RDH10247/2 | OPTICAL TRANSCEIVER/TRX SM CPRI 614.4-24 | 4 |  |  | B3 NB | 5E2NROAERS | RDH10247/2 | OPTICAL TRANSCEIVER/TRX SM CPRI 614.4-24
Ericsson | 5E2NROAERS | RDH10247/2 | OPTICAL TRANSCEIVER/TRX SM CPRI 614.4-24 | 4 |  |  | B3 NB | 5E2NROAERS | RDH10247/2 | OPTICAL TRANSCEIVER/TRX SM CPRI 614.4-24
TEF | 5E2NROAERS | KRC161635/1 | RADIO UNIT/Radio 4415 B1 | 2 |  |  | B3 NB | 5E2NROAERS | KRC161635/1 | RADIO UNIT/Radio 4415 B1
TEF | 5E2NROAERS | RNT44737/01 | Circular Power Connector DC-C (2 wire) | 2 |  |  | B3 NB | 5E2NROAERS | RNT44737/01 | Circular Power Connector DC-C (2 wire)
TEF | 5E2NROAERS | RDH10265/2 | SFP+ SM 10.3Gb/s 1.4km 1310nm | 4 |  |  | B3 NB | 5E2NROAERS | RDH10265/2 | SFP+ SM 10.3Gb/s 1.4km 1310nm
Ericsson | 5E2NROAERS | RDH10265/2 | SFP+ SM 10.3Gb/s 1.4km 1310nm | 4 |  |  | B3 NB | 5E2NROAERS | RDH10265/2 | SFP+ SM 10.3Gb/s 1.4km 1310nm
Ericsson | 5E2SCIDERS | SXK1253086/1 | Cable guide | 3 |  |  | B3 NB | 5E2SCIDERS | SXK1253086/1 | Cable guide
Ericsson | 5E2SCIDERS | KDV127621/11 | Baseband 6630 with fan | 3 |  |  | B3 NB | 5E2SCIDERS | KDV127621/11 | Baseband 6630 with fan
Ericsson | 5E2SCIDERS | RPM777528/02500 | ET Power cable | 3 |  |  | B3 NB | 5E2SCIDERS | RPM777528/02500 | ET Power cable
Ericsson | 5E2SCIDERS | RPM777567/05000 | Grounding Cable | 3 |  |  | B3 NB | 5E2SCIDERS | RPM777567/05000 | Grounding Cable
TEF | 5E2SCIDERS | KRC161797/1 | RADIO UNIT/Radio 2238 B8 B20 B28B | 4 |  |  | B3 NB | 5E2SCIDERS | KRC161797/1 | RADIO UNIT/Radio 2238 B8 B20 B28B
TEF | 5E2SCIDERS | RNT44737/01 | Circular Power Connector DC-C (2 wire) | 4 |  |  | B3 NB | 5E2SCIDERS | RNT44737/01 | Circular Power Connector DC-C (2 wire)
TEF | 5E2SCIDERS | RDH10265/2 | SFP+ SM 10.3Gb/s 1.4km 1310nm | 4 |  |  | B3 NB | 5E2SCIDERS | RDH10265/2 | SFP+ SM 10.3Gb/s 1.4km 1310nm
Ericsson | 5E2SCIDERS | RDH10265/2 | SFP+ SM 10.3Gb/s 1.4km 1310nm | 4 |  |  | B3 NB | 5E2SCIDERS | RDH10265/2 | SFP+ SM 10.3Gb/s 1.4km 1310nm
TEF | 5E2SCIDERS | RDH10265/2 | SFP+ SM 10.3Gb/s 1.4km 1310nm | 4 |  |  | B3 NB | 5E2SCIDERS | RDH10265/2 | SFP+ SM 10.3Gb/s 1.4km 1310nm
Ericsson | 5E2SCIDERS | RDH10265/2 | SFP+ SM 10.3Gb/s 1.4km 1310nm | 4 |  |  | B3 NB | 5E2SCIDERS | RDH10265/2 | SFP+ SM 10.3Gb/s 1.4km 1310nm
TEF | 5E2SCIDERS | KRC161635/1 | RADIO UNIT/Radio 4415 B1 | 2 |  |  | B3 NB | 5E2SCIDERS | KRC161635/1 | RADIO UNIT/Radio 4415 B1
TEF | 5E2SCIDERS | RNT44737/01 | Circular Power Connector DC-C (2 wire) | 2 |  |  | B3 NB | 5E2SCIDERS | RNT44737/01 | Circular Power Connector DC-C (2 wire)
TEF | 5E2SCIDERS | RDH10265/2 | SFP+ SM 10.3Gb/s 1.4km 1310nm | 4 |  |  | B3 NB | 5E2SCIDERS | RDH10265/2 | SFP+ SM 10.3Gb/s 1.4km 1310nm
Ericsson | 5E2SCIDERS | RDH10265/2 | SFP+ SM 10.3Gb/s 1.4km 1310nm | 4 |  |  | B3 NB | 5E2SCIDERS | RDH10265/2 | SFP+ SM 10.3Gb/s 1.4km 1310nm
Ericsson | 5E2SCIDERS | NTB101242/1 | SAU 02 01 kit | 1 |  |  | B3 NB | 5E2SCIDERS | NTB101242/1 | SAU 02 01 kit
Ericsson | 5E2SCOAERS | SXK1253086/1 | Cable guide | 3 |  |  | B3 NB | 5E2SCOAERS | SXK1253086/1 | Cable guide
Ericsson | 5E2SCOAERS | KDV127621/11 | Baseband 6630 with fan | 3 |  |  | B3 NB | 5E2SCOAERS | KDV127621/11 | Baseband 6630 with fan
Ericsson | 5E2SCOAERS | RPM777528/02500 | ET Power cable | 3 |  |  | B3 NB | 5E2SCOAERS | RPM777528/02500 | ET Power cable
Ericsson | 5E2SCOAERS | RPM777567/05000 | Grounding Cable | 3 |  |  | B3 NB | 5E2SCOAERS | RPM777567/05000 | Grounding Cable
TEF | 5E2SCOAERS | KRC161797/1 | RADIO UNIT/Radio 2238 B8 B20 B28B | 4 |  |  | B3 NB | 5E2SCOAERS | KRC161797/1 | RADIO UNIT/Radio 2238 B8 B20 B28B
TEF | 5E2SCOAERS | RNT44737/01 | Circular Power Connector DC-C (2 wire) | 4 |  |  | B3 NB | 5E2SCOAERS | RNT44737/01 | Circular Power Connector DC-C (2 wire)
TEF | 5E2SCOAERS | RDH10265/2 | SFP+ SM 10.3Gb/s 1.4km 1310nm | 4 |  |  | B3 NB | 5E2SCOAERS | RDH10265/2 | SFP+ SM 10.3Gb/s 1.4km 1310nm
Ericsson | 5E2SCOAERS | RDH10265/2 | SFP+ SM 10.3Gb/s 1.4km 1310nm | 4 |  |  | B3 NB | 5E2SCOAERS | RDH10265/2 | SFP+ SM 10.3Gb/s 1.4km 1310nm
TEF | 5E2SCOAERS | RDH10265/2 | SFP+ SM 10.3Gb/s 1.4km 1310nm | 4 |  |  | B3 NB | 5E2SCOAERS | RDH10265/2 | SFP+ SM 10.3Gb/s 1.4km 1310nm
Ericsson | 5E2SCOAERS | RDH10265/2 | SFP+ SM 10.3Gb/s 1.4km 1310nm | 4 |  |  | B3 NB | 5E2SCOAERS | RDH10265/2 | SFP+ SM 10.3Gb/s 1.4km 1310nm
TEF | 5E2SCOAERS | KRC161635/1 | RADIO UNIT/Radio 4415 B1 | 2 |  |  | B3 NB | 5E2SCOAERS | KRC161635/1 | RADIO UNIT/Radio 4415 B1
TEF | 5E2SCOAERS | RNT44737/01 | Circular Power Connector DC-C (2 wire) | 2 |  |  | B3 NB | 5E2SCOAERS | RNT44737/01 | Circular Power Connector DC-C (2 wire)
TEF | 5E2SCOAERS | RDH10265/2 | SFP+ SM 10.3Gb/s 1.4km 1310nm | 4 |  |  | B3 NB | 5E2SCOAERS | RDH10265/2 | SFP+ SM 10.3Gb/s 1.4km 1310nm
Ericsson | 5E2SCOAERS | RDH10265/2 | SFP+ SM 10.3Gb/s 1.4km 1310nm | 4 |  |  | B3 NB | 5E2SCOAERS | RDH10265/2 | SFP+ SM 10.3Gb/s 1.4km 1310nm
Ericsson | 5E2SCSFERS | SXK1253086/1 | Cable guide | 3 |  |  | B3 NB | 5E2SCSFERS | SXK1253086/1 | Cable guide
Ericsson | 5E2SCSFERS | KDV127621/11 | Baseband 6630 with fan | 3 |  |  | B3 NB | 5E2SCSFERS | KDV127621/11 | Baseband 6630 with fan
Ericsson | 5E2SCSFERS | RPM777528/02500 | ET Power cable | 3 |  |  | B3 NB | 5E2SCSFERS | RPM777528/02500 | ET Power cable
Ericsson | 5E2SCSFERS | RPM777567/05000 | Grounding Cable | 3 |  |  | B3 NB | 5E2SCSFERS | RPM777567/05000 | Grounding Cable
Ericsson | 5E2SCSFERS | KRC161797/1 | RADIO UNIT/Radio 2238 B8 B20 B28B | 4 |  |  | B3 NB | 5E2SCSFERS | KRC161797/1 | RADIO UNIT/Radio 2238 B8 B20 B28B
Ericsson | 5E2SCSFERS | RNT44737/01 | Circular Power Connector DC-C (2 wire) | 4 |  |  | B3 NB | 5E2SCSFERS | RNT44737/01 | Circular Power Connector DC-C (2 wire)
Ericsson | 5E2SCSFERS | RDH10265/2 | SFP+ SM 10.3Gb/s 1.4km 1310nm | 4 |  |  | B3 NB | 5E2SCSFERS | RDH10265/2 | SFP+ SM 10.3Gb/s 1.4km 1310nm
Ericsson | 5E2SCSFERS | RDH10265/2 | SFP+ SM 10.3Gb/s 1.4km 1310nm | 4 |  |  | B3 NB | 5E2SCSFERS | RDH10265/2 | SFP+ SM 10.3Gb/s 1.4km 1310nm
Ericsson | 5E2SCSFERS | RDH10265/2 | SFP+ SM 10.3Gb/s 1.4km 1310nm | 4 |  |  | B3 NB | 5E2SCSFERS | RDH10265/2 | SFP+ SM 10.3Gb/s 1.4km 1310nm
Ericsson | 5E2SCSFERS | RDH10265/2 | SFP+ SM 10.3Gb/s 1.4km 1310nm | 4 |  |  | B3 NB | 5E2SCSFERS | RDH10265/2 | SFP+ SM 10.3Gb/s 1.4km 1310nm
Ericsson | 5E2SCSFERS | KRC161635/1 | RADIO UNIT/Radio 4415 B1 | 2 |  |  | B3 NB | 5E2SCSFERS | KRC161635/1 | RADIO UNIT/Radio 4415 B1
Ericsson | 5E2SCSFERS | RNT44737/01 | Circular Power Connector DC-C (2 wire) | 2 |  |  | B3 NB | 5E2SCSFERS | RNT44737/01 | Circular Power Connector DC-C (2 wire)
Ericsson | 5E2SCSFERS | RDH10265/2 | SFP+ SM 10.3Gb/s 1.4km 1310nm | 4 |  |  | B3 NB | 5E2SCSFERS | RDH10265/2 | SFP+ SM 10.3Gb/s 1.4km 1310nm
Ericsson | 5E2SCSFERS | RDH10265/2 | SFP+ SM 10.3Gb/s 1.4km 1310nm | 4 |  |  | B3 NB | 5E2SCSFERS | RDH10265/2 | SFP+ SM 10.3Gb/s 1.4km 1310nm
Ericsson | 5E3L18SCIDERS | SXK1253086/1 | Cable guide | 3 |  |  | B3 NB | 5E3L18SCIDERS | SXK1253086/1 | Cable guide
Ericsson | 5E3L18SCIDERS | KDV127621/11 | Baseband 6630 with fan | 3 |  |  | B3 NB | 5E3L18SCIDERS | KDV127621/11 | Baseband 6630 with fan
Ericsson | 5E3L18SCIDERS | RPM777528/02500 | ET Power cable | 3 |  |  | B3 NB | 5E3L18SCIDERS | RPM777528/02500 | ET Power cable
Ericsson | 5E3L18SCIDERS | RPM777567/05000 | Grounding Cable | 3 |  |  | B3 NB | 5E3L18SCIDERS | RPM777567/05000 | Grounding Cable
TEF | 5E3L18SCIDERS | KRC161797/1 | RADIO UNIT/Radio 2238 B8 B20 B28B | 6 |  |  | B3 NB | 5E3L18SCIDERS | KRC161797/1 | RADIO UNIT/Radio 2238 B8 B20 B28B
TEF | 5E3L18SCIDERS | RNT44737/01 | Circular Power Connector DC-C (2 wire) | 6 |  |  | B3 NB | 5E3L18SCIDERS | RNT44737/01 | Circular Power Connector DC-C (2 wire)
TEF | 5E3L18SCIDERS | RDH10265/2 | SFP+ SM 10.3Gb/s 1.4km 1310nm | 6 |  |  | B3 NB | 5E3L18SCIDERS | RDH10265/2 | SFP+ SM 10.3Gb/s 1.4km 1310nm
Ericsson | 5E3L18SCIDERS | RDH10265/2 | SFP+ SM 10.3Gb/s 1.4km 1310nm | 6 |  |  | B3 NB | 5E3L18SCIDERS | RDH10265/2 | SFP+ SM 10.3Gb/s 1.4km 1310nm
TEF | 5E3L18SCIDERS | RDH10265/2 | SFP+ SM 10.3Gb/s 1.4km 1310nm | 6 |  |  | B3 NB | 5E3L18SCIDERS | RDH10265/2 | SFP+ SM 10.3Gb/s 1.4km 1310nm
Ericsson | 5E3L18SCIDERS | RDH10265/2 | SFP+ SM 10.3Gb/s 1.4km 1310nm | 6 |  |  | B3 NB | 5E3L18SCIDERS | RDH10265/2 | SFP+ SM 10.3Gb/s 1.4km 1310nm
TEF | 5E3L18SCIDERS | KRC161777/1 | RADIO UNIT/Radio 4480B1B3 | 3 |  |  | B3 NB | 5E3L18SCIDERS | KRC161777/1 | RADIO UNIT/Radio 4480B1B3
TEF | 5E3L18SCIDERS | RNT44737/01 | Circular Power Connector DC-C (2 wire) | 3 |  |  | B3 NB | 5E3L18SCIDERS | RNT44737/01 | Circular Power Connector DC-C (2 wire)
TEF | 5E3L18SCIDERS | RDH10265/2 | SFP+ SM 10.3Gb/s 1.4km 1310nm | 6 |  |  | B3 NB | 5E3L18SCIDERS | RDH10265/2 | SFP+ SM 10.3Gb/s 1.4km 1310nm
Ericsson | 5E3L18SCIDERS | RDH10265/2 | SFP+ SM 10.3Gb/s 1.4km 1310nm | 6 |  |  | B3 NB | 5E3L18SCIDERS | RDH10265/2 | SFP+ SM 10.3Gb/s 1.4km 1310nm
Ericsson | 5E3L18SCIDERS | NTB101242/1 | SAU 02 01 kit | 1 |  |  | B3 NB | 5E3L18SCIDERS | NTB101242/1 | SAU 02 01 kit
Ericsson | 5E3L18SCIDERS | RPM777429/01200 | SAU 02 Power and EC-Bus cable | 1 |  |  | B3 NB | 5E3L18SCIDERS | RPM777429/01200 | SAU 02 Power and EC-Bus cable
Ericsson | 5E3L18SCOAERS | SXK1253086/1 | Cable guide | 3 |  |  | B3 NB | 5E3L18SCOAERS | SXK1253086/1 | Cable guide
Ericsson | 5E3L18SCOAERS | KDV127621/11 | Baseband 6630 with fan | 3 |  |  | B3 NB | 5E3L18SCOAERS | KDV127621/11 | Baseband 6630 with fan
Ericsson | 5E3L18SCOAERS | RPM777528/02500 | ET Power cable | 3 |  |  | B3 NB | 5E3L18SCOAERS | RPM777528/02500 | ET Power cable
Ericsson | 5E3L18SCOAERS | RPM777567/05000 | Grounding Cable | 3 |  |  | B3 NB | 5E3L18SCOAERS | RPM777567/05000 | Grounding Cable
TEF | 5E3L18SCOAERS | KRC161797/1 | RADIO UNIT/Radio 2238 B8 B20 B28B | 6 |  |  | B3 NB | 5E3L18SCOAERS | KRC161797/1 | RADIO UNIT/Radio 2238 B8 B20 B28B
TEF | 5E3L18SCOAERS | RNT44737/01 | Circular Power Connector DC-C (2 wire) | 6 |  |  | B3 NB | 5E3L18SCOAERS | RNT44737/01 | Circular Power Connector DC-C (2 wire)
TEF | 5E3L18SCOAERS | RDH10265/2 | SFP+ SM 10.3Gb/s 1.4km 1310nm | 6 |  |  | B3 NB | 5E3L18SCOAERS | RDH10265/2 | SFP+ SM 10.3Gb/s 1.4km 1310nm
Ericsson | 5E3L18SCOAERS | RDH10265/2 | SFP+ SM 10.3Gb/s 1.4km 1310nm | 6 |  |  | B3 NB | 5E3L18SCOAERS | RDH10265/2 | SFP+ SM 10.3Gb/s 1.4km 1310nm
TEF | 5E3L18SCOAERS | RDH10265/2 | SFP+ SM 10.3Gb/s 1.4km 1310nm | 6 |  |  | B3 NB | 5E3L18SCOAERS | RDH10265/2 | SFP+ SM 10.3Gb/s 1.4km 1310nm
Ericsson | 5E3L18SCOAERS | RDH10265/2 | SFP+ SM 10.3Gb/s 1.4km 1310nm | 6 |  |  | B3 NB | 5E3L18SCOAERS | RDH10265/2 | SFP+ SM 10.3Gb/s 1.4km 1310nm
TEF | 5E3L18SCOAERS | KRC161777/1 | RADIO UNIT/Radio 4480B1B3 | 3 |  |  | B3 NB | 5E3L18SCOAERS | KRC161777/1 | RADIO UNIT/Radio 4480B1B3
TEF | 5E3L18SCOAERS | RNT44737/01 | Circular Power Connector DC-C (2 wire) | 3 |  |  | B3 NB | 5E3L18SCOAERS | RNT44737/01 | Circular Power Connector DC-C (2 wire)
TEF | 5E3L18SCOAERS | RDH10265/2 | SFP+ SM 10.3Gb/s 1.4km 1310nm | 6 |  |  | B3 NB | 5E3L18SCOAERS | RDH10265/2 | SFP+ SM 10.3Gb/s 1.4km 1310nm
Ericsson | 5E3L18SCOAERS | RDH10265/2 | SFP+ SM 10.3Gb/s 1.4km 1310nm | 6 |  |  | B3 NB | 5E3L18SCOAERS | RDH10265/2 | SFP+ SM 10.3Gb/s 1.4km 1310nm
Ericsson | 5E3L18SCSFERS | SXK1253086/1 | Cable guide | 3 |  |  | B3 NB | 5E3L18SCSFERS | SXK1253086/1 | Cable guide
Ericsson | 5E3L18SCSFERS | KDV127621/11 | Baseband 6630 with fan | 3 |  |  | B3 NB | 5E3L18SCSFERS | KDV127621/11 | Baseband 6630 with fan
Ericsson | 5E3L18SCSFERS | RPM777528/02500 | ET Power cable | 3 |  |  | B3 NB | 5E3L18SCSFERS | RPM777528/02500 | ET Power cable
Ericsson | 5E3L18SCSFERS | RPM777567/05000 | Grounding Cable | 3 |  |  | B3 NB | 5E3L18SCSFERS | RPM777567/05000 | Grounding Cable
Ericsson | 5E3L18SCSFERS | KRC161797/1 | RADIO UNIT/Radio 2238 B8 B20 B28B | 6 |  |  | B3 NB | 5E3L18SCSFERS | KRC161797/1 | RADIO UNIT/Radio 2238 B8 B20 B28B
Ericsson | 5E3L18SCSFERS | RNT44737/01 | Circular Power Connector DC-C (2 wire) | 6 |  |  | B3 NB | 5E3L18SCSFERS | RNT44737/01 | Circular Power Connector DC-C (2 wire)
Ericsson | 5E3L18SCSFERS | RDH10265/2 | SFP+ SM 10.3Gb/s 1.4km 1310nm | 6 |  |  | B3 NB | 5E3L18SCSFERS | RDH10265/2 | SFP+ SM 10.3Gb/s 1.4km 1310nm
Ericsson | 5E3L18SCSFERS | RDH10265/2 | SFP+ SM 10.3Gb/s 1.4km 1310nm | 6 |  |  | B3 NB | 5E3L18SCSFERS | RDH10265/2 | SFP+ SM 10.3Gb/s 1.4km 1310nm
Ericsson | 5E3L18SCSFERS | RDH10265/2 | SFP+ SM 10.3Gb/s 1.4km 1310nm | 6 |  |  | B3 NB | 5E3L18SCSFERS | RDH10265/2 | SFP+ SM 10.3Gb/s 1.4km 1310nm
Ericsson | 5E3L18SCSFERS | RDH10265/2 | SFP+ SM 10.3Gb/s 1.4km 1310nm | 6 |  |  | B3 NB | 5E3L18SCSFERS | RDH10265/2 | SFP+ SM 10.3Gb/s 1.4km 1310nm
Ericsson | 5E3L18SCSFERS | KRC161777/1 | RADIO UNIT/Radio 4480B1B3 | 3 |  |  | B3 NB | 5E3L18SCSFERS | KRC161777/1 | RADIO UNIT/Radio 4480B1B3
Ericsson | 5E3L18SCSFERS | RNT44737/01 | Circular Power Connector DC-C (2 wire) | 3 |  |  | B3 NB | 5E3L18SCSFERS | RNT44737/01 | Circular Power Connector DC-C (2 wire)
Ericsson | 5E3L18SCSFERS | BKV106246/1 | Fan tray, 24 VDC, 2.0 A, 358x29x54 mm (Radio 4480) | 3 |  |  | B3 NB | 5E3L18SCSFERS | BKV106246/1 | Fan tray, 24 VDC, 2.0 A, 358x29x54 mm (Radio 4480)
Ericsson | 5E3L18SCSFERS | RDH10265/2 | SFP+ SM 10.3Gb/s 1.4km 1310nm | 6 |  |  | B3 NB | 5E3L18SCSFERS | RDH10265/2 | SFP+ SM 10.3Gb/s 1.4km 1310nm
Ericsson | 5E3L18SCSFERS | RDH10265/2 | SFP+ SM 10.3Gb/s 1.4km 1310nm | 6 |  |  | B3 NB | 5E3L18SCSFERS | RDH10265/2 | SFP+ SM 10.3Gb/s 1.4km 1310nm
Ericsson | 5E3LCIDERS | SXK1253086/1 | Cable guide | 3 |  |  | B3 NB | 5E3LCIDERS | SXK1253086/1 | Cable guide
Ericsson | 5E3LCIDERS | KDV127621/11 | Baseband 6630 with fan | 3 |  |  | B3 NB | 5E3LCIDERS | KDV127621/11 | Baseband 6630 with fan
Ericsson | 5E3LCIDERS | RPM777528/02500 | ET Power cable | 3 |  |  | B3 NB | 5E3LCIDERS | RPM777528/02500 | ET Power cable
Ericsson | 5E3LCIDERS | RPM777567/05000 | Grounding Cable | 3 |  |  | B3 NB | 5E3LCIDERS | RPM777567/05000 | Grounding Cable
TEF | 5E3LCIDERS | KRC161797/1 | RADIO UNIT/Radio 2238 B8 B20 B28B | 6 |  |  | B3 NB | 5E3LCIDERS | KRC161797/1 | RADIO UNIT/Radio 2238 B8 B20 B28B
TEF | 5E3LCIDERS | RNT44737/01 | Circular Power Connector DC-C (2 wire) | 6 |  |  | B3 NB | 5E3LCIDERS | RNT44737/01 | Circular Power Connector DC-C (2 wire)
TEF | 5E3LCIDERS | RDH10265/2 | SFP+ SM 10.3Gb/s 1.4km 1310nm | 6 |  |  | B3 NB | 5E3LCIDERS | RDH10265/2 | SFP+ SM 10.3Gb/s 1.4km 1310nm
Ericsson | 5E3LCIDERS | RDH10265/2 | SFP+ SM 10.3Gb/s 1.4km 1310nm | 6 |  |  | B3 NB | 5E3LCIDERS | RDH10265/2 | SFP+ SM 10.3Gb/s 1.4km 1310nm
TEF | 5E3LCIDERS | RDH10265/2 | SFP+ SM 10.3Gb/s 1.4km 1310nm | 6 |  |  | B3 NB | 5E3LCIDERS | RDH10265/2 | SFP+ SM 10.3Gb/s 1.4km 1310nm
Ericsson | 5E3LCIDERS | RDH10265/2 | SFP+ SM 10.3Gb/s 1.4km 1310nm | 6 |  |  | B3 NB | 5E3LCIDERS | RDH10265/2 | SFP+ SM 10.3Gb/s 1.4km 1310nm
Ericsson | 5E3LCIDERS | NTB101242/1 | SAU 02 01 kit | 1 |  |  | B3 NB | 5E3LCIDERS | NTB101242/1 | SAU 02 01 kit
Ericsson | 5E3LCIDERS | RPM777429/01200 | SAU 02 Power and EC-Bus cable | 1 |  |  | B3 NB | 5E3LCIDERS | RPM777429/01200 | SAU 02 Power and EC-Bus cable
Ericsson | 5E3LCIDERS | NCD90165/1 | MODULE/GPS 04 01; GPS Receiver Unit | 1 |  |  | B3 NB | 5E3LCIDERS | NCD90165/1 | MODULE/GPS 04 01; GPS Receiver Unit
Ericsson | 5E3LCIDERS | TSR951357/1500 | CONNECTION CABLE/Jumper N(m)-SMA(m) 1.5m | 1 |  |  | B3 NB | 5E3LCIDERS | TSR951357/1500 | CONNECTION CABLE/Jumper N(m)-SMA(m) 1.5m
Ericsson | 5E3LCIDERS | RPM1136127/1000 | CABLE WITH CONNECTOR/RJ45(8)-RJ45(8) 1m | 1 |  |  | B3 NB | 5E3LCIDERS | RPM1136127/1000 | CABLE WITH CONNECTOR/RJ45(8)-RJ45(8) 1m
TEF | 5E3LCIDERS | KRE1012395/1 | ANTENNA/GPS Active Antenna | 1 |  |  | B3 NB | 5E3LCIDERS | KRE1012395/1 | ANTENNA/GPS Active Antenna
TEF | 5E3LCIDERS | SXK1091931/1 | ASSEMBLED PARTS/GPS Mount, Steel | 1 |  |  | B3 NB | 5E3LCIDERS | SXK1091931/1 | ASSEMBLED PARTS/GPS Mount, Steel
TEF | 5E3LCIDERS | RPM1191648/2 | EARTHING CABLE/16mm2,GNYE,2m,with 1 lug | 1 |  |  | B3 NB | 5E3LCIDERS | RPM1191648/2 | EARTHING CABLE/16mm2,GNYE,2m,with 1 lug
Ericsson | 5E3LCOAERS | SXK1253086/1 | Cable guide | 3 |  |  | B3 NB | 5E3LCOAERS | SXK1253086/1 | Cable guide
Ericsson | 5E3LCOAERS | KDV127621/11 | Baseband 6630 with fan | 3 |  |  | B3 NB | 5E3LCOAERS | KDV127621/11 | Baseband 6630 with fan
Ericsson | 5E3LCOAERS | RPM777528/02500 | ET Power cable | 3 |  |  | B3 NB | 5E3LCOAERS | RPM777528/02500 | ET Power cable
Ericsson | 5E3LCOAERS | RPM777567/05000 | Grounding Cable | 3 |  |  | B3 NB | 5E3LCOAERS | RPM777567/05000 | Grounding Cable
TEF | 5E3LCOAERS | KRC161797/1 | RADIO UNIT/Radio 2238 B8 B20 B28B | 6 |  |  | B3 NB | 5E3LCOAERS | KRC161797/1 | RADIO UNIT/Radio 2238 B8 B20 B28B
TEF | 5E3LCOAERS | RNT44737/01 | Circular Power Connector DC-C (2 wire) | 6 |  |  | B3 NB | 5E3LCOAERS | RNT44737/01 | Circular Power Connector DC-C (2 wire)
TEF | 5E3LCOAERS | RDH10265/2 | SFP+ SM 10.3Gb/s 1.4km 1310nm | 6 |  |  | B3 NB | 5E3LCOAERS | RDH10265/2 | SFP+ SM 10.3Gb/s 1.4km 1310nm
Ericsson | 5E3LCOAERS | RDH10265/2 | SFP+ SM 10.3Gb/s 1.4km 1310nm | 6 |  |  | B3 NB | 5E3LCOAERS | RDH10265/2 | SFP+ SM 10.3Gb/s 1.4km 1310nm
TEF | 5E3LCOAERS | RDH10265/2 | SFP+ SM 10.3Gb/s 1.4km 1310nm | 6 |  |  | B3 NB | 5E3LCOAERS | RDH10265/2 | SFP+ SM 10.3Gb/s 1.4km 1310nm
Ericsson | 5E3LCOAERS | RDH10265/2 | SFP+ SM 10.3Gb/s 1.4km 1310nm | 6 |  |  | B3 NB | 5E3LCOAERS | RDH10265/2 | SFP+ SM 10.3Gb/s 1.4km 1310nm
Ericsson | 5E3LCOAERS | NCD90165/1 | MODULE/GPS 04 01; GPS Receiver Unit | 1 |  |  | B3 NB | 5E3LCOAERS | NCD90165/1 | MODULE/GPS 04 01; GPS Receiver Unit
Ericsson | 5E3LCOAERS | TSR951357/1500 | CONNECTION CABLE/Jumper N(m)-SMA(m) 1.5m | 1 |  |  | B3 NB | 5E3LCOAERS | TSR951357/1500 | CONNECTION CABLE/Jumper N(m)-SMA(m) 1.5m
Ericsson | 5E3LCOAERS | RPM1136127/1000 | CABLE WITH CONNECTOR/RJ45(8)-RJ45(8) 1m | 1 |  |  | B3 NB | 5E3LCOAERS | RPM1136127/1000 | CABLE WITH CONNECTOR/RJ45(8)-RJ45(8) 1m
TEF | 5E3LCOAERS | KRE1012395/1 | ANTENNA/GPS Active Antenna | 1 |  |  | B3 NB | 5E3LCOAERS | KRE1012395/1 | ANTENNA/GPS Active Antenna
TEF | 5E3LCOAERS | SXK1091931/1 | ASSEMBLED PARTS/GPS Mount, Steel | 1 |  |  | B3 NB | 5E3LCOAERS | SXK1091931/1 | ASSEMBLED PARTS/GPS Mount, Steel
TEF | 5E3LCOAERS | RPM1191648/2 | EARTHING CABLE/16mm2,GNYE,2m,with 1 lug | 1 |  |  | B3 NB | 5E3LCOAERS | RPM1191648/2 | EARTHING CABLE/16mm2,GNYE,2m,with 1 lug
Ericsson | 5E3NRIDERS | SXK1253086/1 | Cable guide | 3 |  |  | B3 NB | 5E3NRIDERS | SXK1253086/1 | Cable guide
Ericsson | 5E3NRIDERS | KDV127621/11 | Baseband 6630 with fan | 3 |  |  | B3 NB | 5E3NRIDERS | KDV127621/11 | Baseband 6630 with fan
Ericsson | 5E3NRIDERS | RPM777528/02500 | ET Power cable | 3 |  |  | B3 NB | 5E3NRIDERS | RPM777528/02500 | ET Power cable
Ericsson | 5E3NRIDERS | RPM777567/05000 | Grounding Cable | 3 |  |  | B3 NB | 5E3NRIDERS | RPM777567/05000 | Grounding Cable
TEF | 5E3NRIDERS | KRC161797/1 | RADIO UNIT/Radio 2238 B8 B20 B28B | 3 |  |  | B3 NB | 5E3NRIDERS | KRC161797/1 | RADIO UNIT/Radio 2238 B8 B20 B28B
TEF | 5E3NRIDERS | RNT44737/01 | Circular Power Connector DC-C (2 wire) | 3 |  |  | B3 NB | 5E3NRIDERS | RNT44737/01 | Circular Power Connector DC-C (2 wire)
TEF | 5E3NRIDERS | RDH10265/2 | SFP+ SM 10.3Gb/s 1.4km 1310nm | 6 |  |  | B3 NB | 5E3NRIDERS | RDH10265/2 | SFP+ SM 10.3Gb/s 1.4km 1310nm
Ericsson | 5E3NRIDERS | RDH10265/2 | SFP+ SM 10.3Gb/s 1.4km 1310nm | 6 |  |  | B3 NB | 5E3NRIDERS | RDH10265/2 | SFP+ SM 10.3Gb/s 1.4km 1310nm
TEF | 5E3NRIDERS | KRC161549/1 | Radio 2217 B20 (800 MHz DD), 10W+10W HWAC incl. | 3 |  |  | B3 NB | 5E3NRIDERS | KRC161549/1 | Radio 2217 B20 (800 MHz DD), 10W+10W HWAC incl.
TEF | 5E3NRIDERS | RNT44737/01 | Circular Power Connector DC-C (2 wire) | 3 |  |  | B3 NB | 5E3NRIDERS | RNT44737/01 | Circular Power Connector DC-C (2 wire)
TEF | 5E3NRIDERS | RDH10247/2 | OPTICAL TRANSCEIVER/TRX SM CPRI 614.4-24 | 6 |  |  | B3 NB | 5E3NRIDERS | RDH10247/2 | OPTICAL TRANSCEIVER/TRX SM CPRI 614.4-24
Ericsson | 5E3NRIDERS | RDH10247/2 | OPTICAL TRANSCEIVER/TRX SM CPRI 614.4-24 | 6 |  |  | B3 NB | 5E3NRIDERS | RDH10247/2 | OPTICAL TRANSCEIVER/TRX SM CPRI 614.4-24
TEF | 5E3NRIDERS | KRC161635/1 | RADIO UNIT/Radio 4415 B1 | 3 |  |  | B3 NB | 5E3NRIDERS | KRC161635/1 | RADIO UNIT/Radio 4415 B1
TEF | 5E3NRIDERS | RNT44737/01 | Circular Power Connector DC-C (2 wire) | 3 |  |  | B3 NB | 5E3NRIDERS | RNT44737/01 | Circular Power Connector DC-C (2 wire)
TEF | 5E3NRIDERS | RDH10265/2 | SFP+ SM 10.3Gb/s 1.4km 1310nm | 6 |  |  | B3 NB | 5E3NRIDERS | RDH10265/2 | SFP+ SM 10.3Gb/s 1.4km 1310nm
Ericsson | 5E3NRIDERS | RDH10265/2 | SFP+ SM 10.3Gb/s 1.4km 1310nm | 6 |  |  | B3 NB | 5E3NRIDERS | RDH10265/2 | SFP+ SM 10.3Gb/s 1.4km 1310nm
Ericsson | 5E3NRIDERS | NTB101242/1 | SAU 02 01 kit | 1 |  |  | B3 NB | 5E3NRIDERS | NTB101242/1 | SAU 02 01 kit
Ericsson | 5E3NRIDERS | RPM777429/01200 | SAU 02 Power and EC-Bus cable | 1 |  |  | B3 NB | 5E3NRIDERS | RPM777429/01200 | SAU 02 Power and EC-Bus cable
Ericsson | 5E3NROAERS | SXK1253086/1 | Cable guide | 3 |  |  | B3 NB | 5E3NROAERS | SXK1253086/1 | Cable guide
Ericsson | 5E3NROAERS | KDV127621/11 | Baseband 6630 with fan | 3 |  |  | B3 NB | 5E3NROAERS | KDV127621/11 | Baseband 6630 with fan
Ericsson | 5E3NROAERS | RPM777528/02500 | ET Power cable | 3 |  |  | B3 NB | 5E3NROAERS | RPM777528/02500 | ET Power cable
Ericsson | 5E3NROAERS | RPM777567/05000 | Grounding Cable | 3 |  |  | B3 NB | 5E3NROAERS | RPM777567/05000 | Grounding Cable
TEF | 5E3NROAERS | KRC161797/1 | RADIO UNIT/Radio 2238 B8 B20 B28B | 3 |  |  | B3 NB | 5E3NROAERS | KRC161797/1 | RADIO UNIT/Radio 2238 B8 B20 B28B
TEF | 5E3NROAERS | RNT44737/01 | Circular Power Connector DC-C (2 wire) | 3 |  |  | B3 NB | 5E3NROAERS | RNT44737/01 | Circular Power Connector DC-C (2 wire)
TEF | 5E3NROAERS | RDH10265/2 | SFP+ SM 10.3Gb/s 1.4km 1310nm | 6 |  |  | B3 NB | 5E3NROAERS | RDH10265/2 | SFP+ SM 10.3Gb/s 1.4km 1310nm
Ericsson | 5E3NROAERS | RDH10265/2 | SFP+ SM 10.3Gb/s 1.4km 1310nm | 6 |  |  | B3 NB | 5E3NROAERS | RDH10265/2 | SFP+ SM 10.3Gb/s 1.4km 1310nm
TEF | 5E3NROAERS | KRC161549/1 | Radio 2217 B20 (800 MHz DD), 10W+10W HWAC incl. | 3 |  |  | B3 NB | 5E3NROAERS | KRC161549/1 | Radio 2217 B20 (800 MHz DD), 10W+10W HWAC incl.
TEF | 5E3NROAERS | RNT44737/01 | Circular Power Connector DC-C (2 wire) | 3 |  |  | B3 NB | 5E3NROAERS | RNT44737/01 | Circular Power Connector DC-C (2 wire)
TEF | 5E3NROAERS | RDH10247/2 | OPTICAL TRANSCEIVER/TRX SM CPRI 614.4-24 | 6 |  |  | B3 NB | 5E3NROAERS | RDH10247/2 | OPTICAL TRANSCEIVER/TRX SM CPRI 614.4-24
Ericsson | 5E3NROAERS | RDH10247/2 | OPTICAL TRANSCEIVER/TRX SM CPRI 614.4-24 | 6 |  |  | B3 NB | 5E3NROAERS | RDH10247/2 | OPTICAL TRANSCEIVER/TRX SM CPRI 614.4-24
TEF | 5E3NROAERS | KRC161635/1 | RADIO UNIT/Radio 4415 B1 | 3 |  |  | B3 NB | 5E3NROAERS | KRC161635/1 | RADIO UNIT/Radio 4415 B1
TEF | 5E3NROAERS | RNT44737/01 | Circular Power Connector DC-C (2 wire) | 3 |  |  | B3 NB | 5E3NROAERS | RNT44737/01 | Circular Power Connector DC-C (2 wire)
TEF | 5E3NROAERS | RDH10265/2 | SFP+ SM 10.3Gb/s 1.4km 1310nm | 6 |  |  | B3 NB | 5E3NROAERS | RDH10265/2 | SFP+ SM 10.3Gb/s 1.4km 1310nm
Ericsson | 5E3NROAERS | RDH10265/2 | SFP+ SM 10.3Gb/s 1.4km 1310nm | 6 |  |  | B3 NB | 5E3NROAERS | RDH10265/2 | SFP+ SM 10.3Gb/s 1.4km 1310nm
Ericsson | 5E3SCIDERS | SXK1253086/1 | Cable guide | 3 |  |  | B3 NB | 5E3SCIDERS | SXK1253086/1 | Cable guide
Ericsson | 5E3SCIDERS | KDV127621/11 | Baseband 6630 with fan | 3 |  |  | B3 NB | 5E3SCIDERS | KDV127621/11 | Baseband 6630 with fan
Ericsson | 5E3SCIDERS | RPM777528/02500 | ET Power cable | 3 |  |  | B3 NB | 5E3SCIDERS | RPM777528/02500 | ET Power cable
Ericsson | 5E3SCIDERS | RPM777567/05000 | Grounding Cable | 3 |  |  | B3 NB | 5E3SCIDERS | RPM777567/05000 | Grounding Cable
TEF | 5E3SCIDERS | KRC161797/1 | RADIO UNIT/Radio 2238 B8 B20 B28B | 6 |  |  | B3 NB | 5E3SCIDERS | KRC161797/1 | RADIO UNIT/Radio 2238 B8 B20 B28B
TEF | 5E3SCIDERS | RNT44737/01 | Circular Power Connector DC-C (2 wire) | 6 |  |  | B3 NB | 5E3SCIDERS | RNT44737/01 | Circular Power Connector DC-C (2 wire)
TEF | 5E3SCIDERS | RDH10265/2 | SFP+ SM 10.3Gb/s 1.4km 1310nm | 6 |  |  | B3 NB | 5E3SCIDERS | RDH10265/2 | SFP+ SM 10.3Gb/s 1.4km 1310nm
Ericsson | 5E3SCIDERS | RDH10265/2 | SFP+ SM 10.3Gb/s 1.4km 1310nm | 6 |  |  | B3 NB | 5E3SCIDERS | RDH10265/2 | SFP+ SM 10.3Gb/s 1.4km 1310nm
TEF | 5E3SCIDERS | RDH10265/2 | SFP+ SM 10.3Gb/s 1.4km 1310nm | 6 |  |  | B3 NB | 5E3SCIDERS | RDH10265/2 | SFP+ SM 10.3Gb/s 1.4km 1310nm
Ericsson | 5E3SCIDERS | RDH10265/2 | SFP+ SM 10.3Gb/s 1.4km 1310nm | 6 |  |  | B3 NB | 5E3SCIDERS | RDH10265/2 | SFP+ SM 10.3Gb/s 1.4km 1310nm
TEF | 5E3SCIDERS | KRC161635/1 | RADIO UNIT/Radio 4415 B1 | 3 |  |  | B3 NB | 5E3SCIDERS | KRC161635/1 | RADIO UNIT/Radio 4415 B1
TEF | 5E3SCIDERS | RNT44737/01 | Circular Power Connector DC-C (2 wire) | 3 |  |  | B3 NB | 5E3SCIDERS | RNT44737/01 | Circular Power Connector DC-C (2 wire)
TEF | 5E3SCIDERS | RDH10265/2 | SFP+ SM 10.3Gb/s 1.4km 1310nm | 6 |  |  | B3 NB | 5E3SCIDERS | RDH10265/2 | SFP+ SM 10.3Gb/s 1.4km 1310nm
Ericsson | 5E3SCIDERS | RDH10265/2 | SFP+ SM 10.3Gb/s 1.4km 1310nm | 6 |  |  | B3 NB | 5E3SCIDERS | RDH10265/2 | SFP+ SM 10.3Gb/s 1.4km 1310nm
Ericsson | 5E3SCIDERS | NTB101242/1 | SAU 02 01 kit | 1 |  |  | B3 NB | 5E3SCIDERS | NTB101242/1 | SAU 02 01 kit
Ericsson | 5E3SCIDERS | RPM777429/01200 | SAU 02 Power and EC-Bus cable | 1 |  |  | B3 NB | 5E3SCIDERS | RPM777429/01200 | SAU 02 Power and EC-Bus cable
Ericsson | 5E3SCOAERS | SXK1253086/1 | Cable guide | 3 |  |  | B3 NB | 5E3SCOAERS | SXK1253086/1 | Cable guide
Ericsson | 5E3SCOAERS | KDV127621/11 | Baseband 6630 with fan | 3 |  |  | B3 NB | 5E3SCOAERS | KDV127621/11 | Baseband 6630 with fan
Ericsson | 5E3SCOAERS | RPM777528/02500 | ET Power cable | 3 |  |  | B3 NB | 5E3SCOAERS | RPM777528/02500 | ET Power cable
Ericsson | 5E3SCOAERS | RPM777567/05000 | Grounding Cable | 3 |  |  | B3 NB | 5E3SCOAERS | RPM777567/05000 | Grounding Cable
TEF | 5E3SCOAERS | KRC161797/1 | RADIO UNIT/Radio 2238 B8 B20 B28B | 6 |  |  | B3 NB | 5E3SCOAERS | KRC161797/1 | RADIO UNIT/Radio 2238 B8 B20 B28B
TEF | 5E3SCOAERS | RNT44737/01 | Circular Power Connector DC-C (2 wire) | 6 |  |  | B3 NB | 5E3SCOAERS | RNT44737/01 | Circular Power Connector DC-C (2 wire)
TEF | 5E3SCOAERS | RDH10265/2 | SFP+ SM 10.3Gb/s 1.4km 1310nm | 6 |  |  | B3 NB | 5E3SCOAERS | RDH10265/2 | SFP+ SM 10.3Gb/s 1.4km 1310nm
Ericsson | 5E3SCOAERS | RDH10265/2 | SFP+ SM 10.3Gb/s 1.4km 1310nm | 6 |  |  | B3 NB | 5E3SCOAERS | RDH10265/2 | SFP+ SM 10.3Gb/s 1.4km 1310nm
TEF | 5E3SCOAERS | RDH10265/2 | SFP+ SM 10.3Gb/s 1.4km 1310nm | 6 |  |  | B3 NB | 5E3SCOAERS | RDH10265/2 | SFP+ SM 10.3Gb/s 1.4km 1310nm
Ericsson | 5E3SCOAERS | RDH10265/2 | SFP+ SM 10.3Gb/s 1.4km 1310nm | 6 |  |  | B3 NB | 5E3SCOAERS | RDH10265/2 | SFP+ SM 10.3Gb/s 1.4km 1310nm
TEF | 5E3SCOAERS | KRC161635/1 | RADIO UNIT/Radio 4415 B1 | 3 |  |  | B3 NB | 5E3SCOAERS | KRC161635/1 | RADIO UNIT/Radio 4415 B1
TEF | 5E3SCOAERS | RNT44737/01 | Circular Power Connector DC-C (2 wire) | 3 |  |  | B3 NB | 5E3SCOAERS | RNT44737/01 | Circular Power Connector DC-C (2 wire)
TEF | 5E3SCOAERS | RDH10265/2 | SFP+ SM 10.3Gb/s 1.4km 1310nm | 6 |  |  | B3 NB | 5E3SCOAERS | RDH10265/2 | SFP+ SM 10.3Gb/s 1.4km 1310nm
Ericsson | 5E3SCOAERS | RDH10265/2 | SFP+ SM 10.3Gb/s 1.4km 1310nm | 6 |  |  | B3 NB | 5E3SCOAERS | RDH10265/2 | SFP+ SM 10.3Gb/s 1.4km 1310nm
Ericsson | 5E3SCSFERS | SXK1253086/1 | Cable guide | 3 |  |  | B3 NB | 5E3SCSFERS | SXK1253086/1 | Cable guide
Ericsson | 5E3SCSFERS | KDV127621/11 | Baseband 6630 with fan | 3 |  |  | B3 NB | 5E3SCSFERS | KDV127621/11 | Baseband 6630 with fan
Ericsson | 5E3SCSFERS | RPM777528/02500 | ET Power cable | 3 |  |  | B3 NB | 5E3SCSFERS | RPM777528/02500 | ET Power cable
Ericsson | 5E3SCSFERS | RPM777567/05000 | Grounding Cable | 3 |  |  | B3 NB | 5E3SCSFERS | RPM777567/05000 | Grounding Cable
Ericsson | 5E3SCSFERS | KRC161797/1 | RADIO UNIT/Radio 2238 B8 B20 B28B | 6 |  |  | B3 NB | 5E3SCSFERS | KRC161797/1 | RADIO UNIT/Radio 2238 B8 B20 B28B
Ericsson | 5E3SCSFERS | RNT44737/01 | Circular Power Connector DC-C (2 wire) | 6 |  |  | B3 NB | 5E3SCSFERS | RNT44737/01 | Circular Power Connector DC-C (2 wire)
Ericsson | 5E3SCSFERS | RDH10265/2 | SFP+ SM 10.3Gb/s 1.4km 1310nm | 6 |  |  | B3 NB | 5E3SCSFERS | RDH10265/2 | SFP+ SM 10.3Gb/s 1.4km 1310nm
Ericsson | 5E3SCSFERS | RDH10265/2 | SFP+ SM 10.3Gb/s 1.4km 1310nm | 6 |  |  | B3 NB | 5E3SCSFERS | RDH10265/2 | SFP+ SM 10.3Gb/s 1.4km 1310nm
Ericsson | 5E3SCSFERS | RDH10265/2 | SFP+ SM 10.3Gb/s 1.4km 1310nm | 6 |  |  | B3 NB | 5E3SCSFERS | RDH10265/2 | SFP+ SM 10.3Gb/s 1.4km 1310nm
Ericsson | 5E3SCSFERS | RDH10265/2 | SFP+ SM 10.3Gb/s 1.4km 1310nm | 6 |  |  | B3 NB | 5E3SCSFERS | RDH10265/2 | SFP+ SM 10.3Gb/s 1.4km 1310nm
Ericsson | 5E3SCSFERS | KRC161635/1 | RADIO UNIT/Radio 4415 B1 | 3 |  |  | B3 NB | 5E3SCSFERS | KRC161635/1 | RADIO UNIT/Radio 4415 B1
Ericsson | 5E3SCSFERS | RNT44737/01 | Circular Power Connector DC-C (2 wire) | 3 |  |  | B3 NB | 5E3SCSFERS | RNT44737/01 | Circular Power Connector DC-C (2 wire)
Ericsson | 5E3SCSFERS | RDH10265/2 | SFP+ SM 10.3Gb/s 1.4km 1310nm | 6 |  |  | B3 NB | 5E3SCSFERS | RDH10265/2 | SFP+ SM 10.3Gb/s 1.4km 1310nm
Ericsson | 5E3SCSFERS | RDH10265/2 | SFP+ SM 10.3Gb/s 1.4km 1310nm | 6 |  |  | B3 NB | 5E3SCSFERS | RDH10265/2 | SFP+ SM 10.3Gb/s 1.4km 1310nm
TEF | 6E2IDB2T23 | KRC161724/1 | TRANSCEIVER/Radio 8808 B40Y;Radio Unit | 2 |  |  | B3 NB | 6E2IDB2T23 | KRC161724/1 | TRANSCEIVER/Radio 8808 B40Y;Radio Unit
TEF | 6E2IDB2T23 | RNT44737/01 | Circular Power Connector DC-C (2 wire) | 2 |  |  | B3 NB | 6E2IDB2T23 | RNT44737/01 | Circular Power Connector DC-C (2 wire)
TEF | 6E2IDB2T23 | RDH10265/2 | SFP+ SM 10.3Gb/s 1.4km 1310nm | 2 |  |  | B3 NB | 6E2IDB2T23 | RDH10265/2 | SFP+ SM 10.3Gb/s 1.4km 1310nm
Ericsson | 6E2IDB2T23 | RDH10265/2 | SFP+ SM 10.3Gb/s 1.4km 1310nm | 2 |  |  | B3 NB | 6E2IDB2T23 | RDH10265/2 | SFP+ SM 10.3Gb/s 1.4km 1310nm
Ericsson | 6E2IDB2T23 | NCD90165/1 | MODULE/GPS 04 01; GPS Receiver Unit | 1 |  |  | B3 NB | 6E2IDB2T23 | NCD90165/1 | MODULE/GPS 04 01; GPS Receiver Unit
Ericsson | 6E2IDB2T23 | TSR951357/1500 | CONNECTION CABLE/Jumper N(m)-SMA(m) 1.5m | 1 |  |  | B3 NB | 6E2IDB2T23 | TSR951357/1500 | CONNECTION CABLE/Jumper N(m)-SMA(m) 1.5m
Ericsson | 6E2IDB2T23 | RPM1136127/1000 | CABLE WITH CONNECTOR/RJ45(8)-RJ45(8) 1m | 1 |  |  | B3 NB | 6E2IDB2T23 | RPM1136127/1000 | CABLE WITH CONNECTOR/RJ45(8)-RJ45(8) 1m
TEF | 6E2IDB2T23 | KRE1012395/1 | ANTENNA/GPS Active Antenna | 1 |  |  | B3 NB | 6E2IDB2T23 | KRE1012395/1 | ANTENNA/GPS Active Antenna
TEF | 6E2IDB2T23 | SXK1091931/1 | ASSEMBLED PARTS/GPS Mount, Steel | 1 |  |  | B3 NB | 6E2IDB2T23 | SXK1091931/1 | ASSEMBLED PARTS/GPS Mount, Steel
TEF | 6E2IDB2T23 | RPM1191648/2 | EARTHING CABLE/16mm2,GNYE,2m,with 1 lug | 1 |  |  | B3 NB | 6E2IDB2T23 | RPM1191648/2 | EARTHING CABLE/16mm2,GNYE,2m,with 1 lug
Ericsson | 6E2IDB2T34 | SXK1253086/1 | Cable guide | 1 |  |  | B3 NB | 6E2IDB2T34 | SXK1253086/1 | Cable guide
Ericsson | 6E2IDB2T34 | KDV127621/11 | Baseband 6630 with fan | 1 |  |  | B3 NB | 6E2IDB2T34 | KDV127621/11 | Baseband 6630 with fan
Ericsson | 6E2IDB2T34 | RPM777526/02000 | ET Power cable | 1 |  |  | B3 NB | 6E2IDB2T34 | RPM777526/02000 | ET Power cable
Ericsson | 6E2IDB2T34 | RPM777567/05000 | Grounding Cable | 1 |  |  | B3 NB | 6E2IDB2T34 | RPM777567/05000 | Grounding Cable
TEF | 6E2IDB2T34 | KRC161822/1 | ERS8823 B42G | 2 |  |  | B3 NB | 6E2IDB2T34 | KRC161822/1 | ERS8823 B42G
TEF | 6E2IDB2T34 | RNT44737/01 | Circular Power Connector DC-C (2 wire) | 2 |  |  | B3 NB | 6E2IDB2T34 | RNT44737/01 | Circular Power Connector DC-C (2 wire)
TEF | 6E2IDB2T34 | RDH10265/2 | SFP+ SM 10.3Gb/s 1.4km 1310nm | 2 |  |  | B3 NB | 6E2IDB2T34 | RDH10265/2 | SFP+ SM 10.3Gb/s 1.4km 1310nm
Ericsson | 6E2IDB2T34 | RDH10265/2 | SFP+ SM 10.3Gb/s 1.4km 1310nm | 2 |  |  | B3 NB | 6E2IDB2T34 | RDH10265/2 | SFP+ SM 10.3Gb/s 1.4km 1310nm
Ericsson | 6E2IDB2T34 | RPM2533512/2000 | Optical fibre cable, single mode, LCD - LCD | 1 |  |  | B3 NB | 6E2IDB2T34 | RPM2533512/2000 | Optical fibre cable, single mode, LCD - LCD
Ericsson | 6E2IDB2T34 | RDH10265/2 | SFP+ SM 10.3Gb/s 1.4km 1310nm | 3 |  |  | B3 NB | 6E2IDB2T34 | RDH10265/2 | SFP+ SM 10.3Gb/s 1.4km 1310nm
Ericsson | 6E2IDB2T34 | RPM1136127/1000 | CABLE WITH CONNECTOR/RJ45(8)-RJ45(8) 1m | 1 |  |  | B3 NB | 6E2IDB2T34 | RPM1136127/1000 | CABLE WITH CONNECTOR/RJ45(8)-RJ45(8) 1m
Ericsson | 6E2IDB2T34 | RPM77701/02000 | Signal Cable | 1 |  |  | B3 NB | 6E2IDB2T34 | RPM77701/02000 | Signal Cable
Ericsson | 6E2IDB2T34 | RPM777417/00800 | CABLE WITH CONNECTOR/IDLE | 1 |  |  | B3 NB | 6E2IDB2T34 | RPM777417/00800 | CABLE WITH CONNECTOR/IDLE
Ericsson | 6E2IDB2T3464M | SXK1253086/1 | Cable guide | 1 |  |  | B3 NB | 6E2IDB2T3464M | SXK1253086/1 | Cable guide
Ericsson | 6E2IDB2T3464M | KDV127621/11 | Baseband 6630 with fan | 1 |  |  | B3 NB | 6E2IDB2T3464M | KDV127621/11 | Baseband 6630 with fan
Ericsson | 6E2IDB2T3464M | RPM777526/02000 | ET Power cable | 1 |  |  | B3 NB | 6E2IDB2T3464M | RPM777526/02000 | ET Power cable
Ericsson | 6E2IDB2T3464M | RPM777567/05000 | Grounding Cable | 1 |  |  | B3 NB | 6E2IDB2T3464M | RPM777567/05000 | Grounding Cable
TEF | 6E2IDB2T3464M | KRD901124/11 | AIR 6488 B42G | 2 |  |  | B3 NB | 6E2IDB2T3464M | KRD901124/11 | AIR 6488 B42G
TEF | 6E2IDB2T3464M | RNT44737/01 | Circular Power Connector DC-C (2 wire) | 2 |  |  | B3 NB | 6E2IDB2T3464M | RNT44737/01 | Circular Power Connector DC-C (2 wire)
TEF | 6E2IDB2T3464M | SXK1092065/1 | Air 6488 Tilt bracket | 2 |  |  | B3 NB | 6E2IDB2T3464M | SXK1092065/1 | Air 6488 Tilt bracket
TEF | 6E2IDB2T3464M | RDH10265/2 | SFP+ SM 10.3Gb/s 1.4km 1310nm | 4 |  |  | B3 NB | 6E2IDB2T3464M | RDH10265/2 | SFP+ SM 10.3Gb/s 1.4km 1310nm
Ericsson | 6E2IDB2T3464M | RDH10265/2 | SFP+ SM 10.3Gb/s 1.4km 1310nm | 4 |  |  | B3 NB | 6E2IDB2T3464M | RDH10265/2 | SFP+ SM 10.3Gb/s 1.4km 1310nm
Ericsson | 6E2IDB2T3464M | RPM2533512/2000 | Optical fibre cable, single mode, LCD - LCD | 1 |  |  | B3 NB | 6E2IDB2T3464M | RPM2533512/2000 | Optical fibre cable, single mode, LCD - LCD
Ericsson | 6E2IDB2T3464M | RDH10265/2 | SFP+ SM 10.3Gb/s 1.4km 1310nm | 3 |  |  | B3 NB | 6E2IDB2T3464M | RDH10265/2 | SFP+ SM 10.3Gb/s 1.4km 1310nm
Ericsson | 6E2IDB2T3464M | RPM1136127/1000 | CABLE WITH CONNECTOR/RJ45(8)-RJ45(8) 1m | 1 |  |  | B3 NB | 6E2IDB2T3464M | RPM1136127/1000 | CABLE WITH CONNECTOR/RJ45(8)-RJ45(8) 1m
Ericsson | 6E2IDB2T3464M | RPM77701/02000 | Signal Cable | 1 |  |  | B3 NB | 6E2IDB2T3464M | RPM77701/02000 | Signal Cable
Ericsson | 6E2IDB2T3464M | RPM777417/00800 | CABLE WITH CONNECTOR/IDLE | 1 |  |  | B3 NB | 6E2IDB2T3464M | RPM777417/00800 | CABLE WITH CONNECTOR/IDLE
TEF | 6E2IDB2V26 | KRC161676/1 | TRANSCEIVER/Radio 4415 B7A;Radio Unit | 2 |  |  | B3 NB | 6E2IDB2V26 | KRC161676/1 | TRANSCEIVER/Radio 4415 B7A;Radio Unit
TEF | 6E2IDB2V26 | RNT44737/01 | Circular Power Connector DC-C (2 wire) | 2 |  |  | B3 NB | 6E2IDB2V26 | RNT44737/01 | Circular Power Connector DC-C (2 wire)
TEF | 6E2IDB2V26 | RDH10265/2 | SFP+ SM 10.3Gb/s 1.4km 1310nm | 2 |  |  | B3 NB | 6E2IDB2V26 | RDH10265/2 | SFP+ SM 10.3Gb/s 1.4km 1310nm
Ericsson | 6E2IDB2V26 | RDH10265/2 | SFP+ SM 10.3Gb/s 1.4km 1310nm | 2 |  |  | B3 NB | 6E2IDB2V26 | RDH10265/2 | SFP+ SM 10.3Gb/s 1.4km 1310nm
Ericsson | 6E2IDB3T34V | SXK1253086/1 | Cable guide | 1 |  |  | B3 NB | 6E2IDB3T34V | SXK1253086/1 | Cable guide
Ericsson | 6E2IDB3T34V | KDV127621/11 | Baseband 6630 with fan | 1 |  |  | B3 NB | 6E2IDB3T34V | KDV127621/11 | Baseband 6630 with fan
Ericsson | 6E2IDB3T34V | RPM777526/02000 | ET Power cable | 1 |  |  | B3 NB | 6E2IDB3T34V | RPM777526/02000 | ET Power cable
Ericsson | 6E2IDB3T34V | RPM777567/05000 | Grounding Cable | 1 |  |  | B3 NB | 6E2IDB3T34V | RPM777567/05000 | Grounding Cable
TEF | 6E2IDB3T34V | RDH10265/2 | SFP+ SM 10.3Gb/s 1.4km 1310nm | 2 |  |  | B3 NB | 6E2IDB3T34V | RDH10265/2 | SFP+ SM 10.3Gb/s 1.4km 1310nm
Ericsson | 6E2IDB3T34V | RDH10265/2 | SFP+ SM 10.3Gb/s 1.4km 1310nm | 2 |  |  | B3 NB | 6E2IDB3T34V | RDH10265/2 | SFP+ SM 10.3Gb/s 1.4km 1310nm
Ericsson | 6E2IDB3T34V | RPM2533512/2000 | Optical fibre cable, single mode, LCD - LCD | 1 |  |  | B3 NB | 6E2IDB3T34V | RPM2533512/2000 | Optical fibre cable, single mode, LCD - LCD
Ericsson | 6E2IDB3T34V | RDH10265/2 | SFP+ SM 10.3Gb/s 1.4km 1310nm | 3 |  |  | B3 NB | 6E2IDB3T34V | RDH10265/2 | SFP+ SM 10.3Gb/s 1.4km 1310nm
Ericsson | 6E2IDB3T34V | RPM77701/02000 | Signal cable | 1 |  |  | B3 NB | 6E2IDB3T34V | RPM77701/02000 | Signal cable
Ericsson | 6E2IDB3T34V | RPM777341/01800 | Ethernet cable | 1 |  |  | B3 NB | 6E2IDB3T34V | RPM777341/01800 | Ethernet cable
Ericsson | 6E2IDB3T34V | RPM777417/00800 | CABLE WITH CONNECTOR/IDLE | 1 |  |  | B3 NB | 6E2IDB3T34V | RPM777417/00800 | CABLE WITH CONNECTOR/IDLE
Ericsson | 6E2IDB3T34VM | SXK1253086/1 | Cable guide | 1 |  |  | B3 NB | 6E2IDB3T34VM | SXK1253086/1 | Cable guide
Ericsson | 6E2IDB3T34VM | KDV127621/11 | Baseband 6630 with fan | 1 |  |  | B3 NB | 6E2IDB3T34VM | KDV127621/11 | Baseband 6630 with fan
Ericsson | 6E2IDB3T34VM | RPM777526/02000 | ET Power cable | 1 |  |  | B3 NB | 6E2IDB3T34VM | RPM777526/02000 | ET Power cable
Ericsson | 6E2IDB3T34VM | RPM777567/05000 | Grounding Cable | 1 |  |  | B3 NB | 6E2IDB3T34VM | RPM777567/05000 | Grounding Cable
Ericsson | 6E2IDB3T34VM | RPM2533512/2000 | Optical fibre cable, single mode, LCD - LCD | 1 |  |  | B3 NB | 6E2IDB3T34VM | RPM2533512/2000 | Optical fibre cable, single mode, LCD - LCD
Ericsson | 6E2IDB3T34VM | RDH10265/2 | SFP+ SM 10.3Gb/s 1.4km 1310nm | 3 |  |  | B3 NB | 6E2IDB3T34VM | RDH10265/2 | SFP+ SM 10.3Gb/s 1.4km 1310nm
Ericsson | 6E2IDB3T34VM | RPM77701/02000 | Signal cable | 1 |  |  | B3 NB | 6E2IDB3T34VM | RPM77701/02000 | Signal cable
Ericsson | 6E2IDB3T34VM | NTB101512/1 | GPS out Splitter | 1 |  |  | B3 NB | 6E2IDB3T34VM | NTB101512/1 | GPS out Splitter
Ericsson | 6E2IDB3T34VM | RPM1136127/1000 | CABLE WITH CONNECTOR/RJ45(8)-RJ45(8) 1m | 2 |  |  | B3 NB | 6E2IDB3T34VM | RPM1136127/1000 | CABLE WITH CONNECTOR/RJ45(8)-RJ45(8) 1m
Ericsson | 6E2IDB3T34VM | RPM777417/00800 | CABLE WITH CONNECTOR/IDLE | 1 |  |  | B3 NB | 6E2IDB3T34VM | RPM777417/00800 | CABLE WITH CONNECTOR/IDLE
Ericsson | 6E2L18SCIDERS | SXK1253086/1 | Cable guide | 2 |  |  | B3 NB | 6E2L18SCIDERS | SXK1253086/1 | Cable guide
Ericsson | 6E2L18SCIDERS | KDV127621/11 | Baseband 6630 with fan | 2 |  |  | B3 NB | 6E2L18SCIDERS | KDV127621/11 | Baseband 6630 with fan
Ericsson | 6E2L18SCIDERS | RPM777528/02500 | ET Power cable | 2 |  |  | B3 NB | 6E2L18SCIDERS | RPM777528/02500 | ET Power cable
Ericsson | 6E2L18SCIDERS | RPM777567/05000 | Grounding Cable | 2 |  |  | B3 NB | 6E2L18SCIDERS | RPM777567/05000 | Grounding Cable
TEF | 6E2L18SCIDERS | KRC161797/1 | RADIO UNIT/Radio 2238 B8 B20 B28B | 4 |  |  | B3 NB | 6E2L18SCIDERS | KRC161797/1 | RADIO UNIT/Radio 2238 B8 B20 B28B
TEF | 6E2L18SCIDERS | RNT44737/01 | Circular Power Connector DC-C (2 wire) | 4 |  |  | B3 NB | 6E2L18SCIDERS | RNT44737/01 | Circular Power Connector DC-C (2 wire)
TEF | 6E2L18SCIDERS | RDH10265/2 | SFP+ SM 10.3Gb/s 1.4km 1310nm | 2 |  |  | B3 NB | 6E2L18SCIDERS | RDH10265/2 | SFP+ SM 10.3Gb/s 1.4km 1310nm
Ericsson | 6E2L18SCIDERS | RDH10265/2 | SFP+ SM 10.3Gb/s 1.4km 1310nm | 2 |  |  | B3 NB | 6E2L18SCIDERS | RDH10265/2 | SFP+ SM 10.3Gb/s 1.4km 1310nm
TEF | 6E2L18SCIDERS | RDH10265/2 | SFP+ SM 10.3Gb/s 1.4km 1310nm | 4 |  |  | B3 NB | 6E2L18SCIDERS | RDH10265/2 | SFP+ SM 10.3Gb/s 1.4km 1310nm
Ericsson | 6E2L18SCIDERS | RDH10265/2 | SFP+ SM 10.3Gb/s 1.4km 1310nm | 4 |  |  | B3 NB | 6E2L18SCIDERS | RDH10265/2 | SFP+ SM 10.3Gb/s 1.4km 1310nm
TEF | 6E2L18SCIDERS | KRC161777/1 | RADIO UNIT/Radio 4480B1B3 | 2 |  |  | B3 NB | 6E2L18SCIDERS | KRC161777/1 | RADIO UNIT/Radio 4480B1B3
TEF | 6E2L18SCIDERS | RNT44737/01 | Circular Power Connector DC-C (2 wire) | 2 |  |  | B3 NB | 6E2L18SCIDERS | RNT44737/01 | Circular Power Connector DC-C (2 wire)
TEF | 6E2L18SCIDERS | RDH10265/2 | SFP+ SM 10.3Gb/s 1.4km 1310nm | 2 |  |  | B3 NB | 6E2L18SCIDERS | RDH10265/2 | SFP+ SM 10.3Gb/s 1.4km 1310nm
Ericsson | 6E2L18SCIDERS | RDH10265/2 | SFP+ SM 10.3Gb/s 1.4km 1310nm | 2 |  |  | B3 NB | 6E2L18SCIDERS | RDH10265/2 | SFP+ SM 10.3Gb/s 1.4km 1310nm
Ericsson | 6E2L18SCIDERS | NTB101242/1 | SAU 02 01 kit | 1 |  |  | B3 NB | 6E2L18SCIDERS | NTB101242/1 | SAU 02 01 kit
Ericsson | 6E2L18SCIDERS | RPM777429/01200 | SAU 02 Power and EC-Bus cable | 1 |  |  | B3 NB | 6E2L18SCIDERS | RPM777429/01200 | SAU 02 Power and EC-Bus cable
Ericsson | 6E2L18SCOAERS | SXK1253086/1 | Cable guide | 2 |  |  | B3 NB | 6E2L18SCOAERS | SXK1253086/1 | Cable guide
Ericsson | 6E2L18SCOAERS | KDV127621/11 | Baseband 6630 with fan | 2 |  |  | B3 NB | 6E2L18SCOAERS | KDV127621/11 | Baseband 6630 with fan
Ericsson | 6E2L18SCOAERS | RPM777528/02500 | ET Power cable | 2 |  |  | B3 NB | 6E2L18SCOAERS | RPM777528/02500 | ET Power cable
Ericsson | 6E2L18SCOAERS | RPM777567/05000 | Grounding Cable | 2 |  |  | B3 NB | 6E2L18SCOAERS | RPM777567/05000 | Grounding Cable
TEF | 6E2L18SCOAERS | KRC161797/1 | RADIO UNIT/Radio 2238 B8 B20 B28B | 4 |  |  | B3 NB | 6E2L18SCOAERS | KRC161797/1 | RADIO UNIT/Radio 2238 B8 B20 B28B
TEF | 6E2L18SCOAERS | RNT44737/01 | Circular Power Connector DC-C (2 wire) | 4 |  |  | B3 NB | 6E2L18SCOAERS | RNT44737/01 | Circular Power Connector DC-C (2 wire)
TEF | 6E2L18SCOAERS | RDH10265/2 | SFP+ SM 10.3Gb/s 1.4km 1310nm | 2 |  |  | B3 NB | 6E2L18SCOAERS | RDH10265/2 | SFP+ SM 10.3Gb/s 1.4km 1310nm
Ericsson | 6E2L18SCOAERS | RDH10265/2 | SFP+ SM 10.3Gb/s 1.4km 1310nm | 2 |  |  | B3 NB | 6E2L18SCOAERS | RDH10265/2 | SFP+ SM 10.3Gb/s 1.4km 1310nm
TEF | 6E2L18SCOAERS | RDH10265/2 | SFP+ SM 10.3Gb/s 1.4km 1310nm | 4 |  |  | B3 NB | 6E2L18SCOAERS | RDH10265/2 | SFP+ SM 10.3Gb/s 1.4km 1310nm
Ericsson | 6E2L18SCOAERS | RDH10265/2 | SFP+ SM 10.3Gb/s 1.4km 1310nm | 4 |  |  | B3 NB | 6E2L18SCOAERS | RDH10265/2 | SFP+ SM 10.3Gb/s 1.4km 1310nm
TEF | 6E2L18SCOAERS | KRC161777/1 | RADIO UNIT/Radio 4480B1B3 | 2 |  |  | B3 NB | 6E2L18SCOAERS | KRC161777/1 | RADIO UNIT/Radio 4480B1B3
TEF | 6E2L18SCOAERS | RNT44737/01 | Circular Power Connector DC-C (2 wire) | 2 |  |  | B3 NB | 6E2L18SCOAERS | RNT44737/01 | Circular Power Connector DC-C (2 wire)
TEF | 6E2L18SCOAERS | RDH10265/2 | SFP+ SM 10.3Gb/s 1.4km 1310nm | 2 |  |  | B3 NB | 6E2L18SCOAERS | RDH10265/2 | SFP+ SM 10.3Gb/s 1.4km 1310nm
Ericsson | 6E2L18SCOAERS | RDH10265/2 | SFP+ SM 10.3Gb/s 1.4km 1310nm | 2 |  |  | B3 NB | 6E2L18SCOAERS | RDH10265/2 | SFP+ SM 10.3Gb/s 1.4km 1310nm
Ericsson | 6E2L18SCSFERS | SXK1253086/1 | Cable guide | 2 |  |  | B3 NB | 6E2L18SCSFERS | SXK1253086/1 | Cable guide
Ericsson | 6E2L18SCSFERS | KDV127621/11 | Baseband 6630 with fan | 2 |  |  | B3 NB | 6E2L18SCSFERS | KDV127621/11 | Baseband 6630 with fan
Ericsson | 6E2L18SCSFERS | RPM777528/02500 | ET Power cable | 2 |  |  | B3 NB | 6E2L18SCSFERS | RPM777528/02500 | ET Power cable
Ericsson | 6E2L18SCSFERS | RPM777567/05000 | Grounding Cable | 2 |  |  | B3 NB | 6E2L18SCSFERS | RPM777567/05000 | Grounding Cable
TEF | 6E2L18SCSFERS | KRC161797/1 | RADIO UNIT/Radio 2238 B8 B20 B28B | 4 |  |  | B3 NB | 6E2L18SCSFERS | KRC161797/1 | RADIO UNIT/Radio 2238 B8 B20 B28B
TEF | 6E2L18SCSFERS | RNT44737/01 | Circular Power Connector DC-C (2 wire) | 4 |  |  | B3 NB | 6E2L18SCSFERS | RNT44737/01 | Circular Power Connector DC-C (2 wire)
TEF | 6E2L18SCSFERS | RDH10265/2 | SFP+ SM 10.3Gb/s 1.4km 1310nm | 2 |  |  | B3 NB | 6E2L18SCSFERS | RDH10265/2 | SFP+ SM 10.3Gb/s 1.4km 1310nm
Ericsson | 6E2L18SCSFERS | RDH10265/2 | SFP+ SM 10.3Gb/s 1.4km 1310nm | 2 |  |  | B3 NB | 6E2L18SCSFERS | RDH10265/2 | SFP+ SM 10.3Gb/s 1.4km 1310nm
TEF | 6E2L18SCSFERS | RDH10265/2 | SFP+ SM 10.3Gb/s 1.4km 1310nm | 4 |  |  | B3 NB | 6E2L18SCSFERS | RDH10265/2 | SFP+ SM 10.3Gb/s 1.4km 1310nm
Ericsson | 6E2L18SCSFERS | RDH10265/2 | SFP+ SM 10.3Gb/s 1.4km 1310nm | 4 |  |  | B3 NB | 6E2L18SCSFERS | RDH10265/2 | SFP+ SM 10.3Gb/s 1.4km 1310nm
TEF | 6E2L18SCSFERS | KRC161777/1 | RADIO UNIT/Radio 4480B1B3 | 2 |  |  | B3 NB | 6E2L18SCSFERS | KRC161777/1 | RADIO UNIT/Radio 4480B1B3
TEF | 6E2L18SCSFERS | RNT44737/01 | Circular Power Connector DC-C (2 wire) | 2 |  |  | B3 NB | 6E2L18SCSFERS | RNT44737/01 | Circular Power Connector DC-C (2 wire)
TEF | 6E2L18SCSFERS | BKV106246/1 | Fan tray, 24 VDC, 2.0 A, 358x29x54 mm (Radio 4480) | 2 |  |  | B3 NB | 6E2L18SCSFERS | BKV106246/1 | Fan tray, 24 VDC, 2.0 A, 358x29x54 mm (Radio 4480)
TEF | 6E2L18SCSFERS | RDH10265/2 | SFP+ SM 10.3Gb/s 1.4km 1310nm | 2 |  |  | B3 NB | 6E2L18SCSFERS | RDH10265/2 | SFP+ SM 10.3Gb/s 1.4km 1310nm
Ericsson | 6E2L18SCSFERS | RDH10265/2 | SFP+ SM 10.3Gb/s 1.4km 1310nm | 2 |  |  | B3 NB | 6E2L18SCSFERS | RDH10265/2 | SFP+ SM 10.3Gb/s 1.4km 1310nm
Ericsson | 6E2LCIDERS | SXK1253086/1 | Cable guide | 2 |  |  | B3 NB | 6E2LCIDERS | SXK1253086/1 | Cable guide
Ericsson | 6E2LCIDERS | KDV127621/11 | Baseband 6630 with fan | 2 |  |  | B3 NB | 6E2LCIDERS | KDV127621/11 | Baseband 6630 with fan
Ericsson | 6E2LCIDERS | RPM777528/02500 | ET Power cable | 2 |  |  | B3 NB | 6E2LCIDERS | RPM777528/02500 | ET Power cable
Ericsson | 6E2LCIDERS | RPM777567/05000 | Grounding Cable | 2 |  |  | B3 NB | 6E2LCIDERS | RPM777567/05000 | Grounding Cable
TEF | 6E2LCIDERS | KRC161797/1 | RADIO UNIT/Radio 2238 B8 B20 B28B | 4 |  |  | B3 NB | 6E2LCIDERS | KRC161797/1 | RADIO UNIT/Radio 2238 B8 B20 B28B
TEF | 6E2LCIDERS | RNT44737/01 | Circular Power Connector DC-C (2 wire) | 4 |  |  | B3 NB | 6E2LCIDERS | RNT44737/01 | Circular Power Connector DC-C (2 wire)
TEF | 6E2LCIDERS | RDH10265/2 | SFP+ SM 10.3Gb/s 1.4km 1310nm | 2 |  |  | B3 NB | 6E2LCIDERS | RDH10265/2 | SFP+ SM 10.3Gb/s 1.4km 1310nm
Ericsson | 6E2LCIDERS | RDH10265/2 | SFP+ SM 10.3Gb/s 1.4km 1310nm | 2 |  |  | B3 NB | 6E2LCIDERS | RDH10265/2 | SFP+ SM 10.3Gb/s 1.4km 1310nm
TEF | 6E2LCIDERS | RDH10265/2 | SFP+ SM 10.3Gb/s 1.4km 1310nm | 4 |  |  | B3 NB | 6E2LCIDERS | RDH10265/2 | SFP+ SM 10.3Gb/s 1.4km 1310nm
Ericsson | 6E2LCIDERS | RDH10265/2 | SFP+ SM 10.3Gb/s 1.4km 1310nm | 4 |  |  | B3 NB | 6E2LCIDERS | RDH10265/2 | SFP+ SM 10.3Gb/s 1.4km 1310nm
Ericsson | 6E2LCIDERS | NTB101242/1 | SAU 02 01 kit | 1 |  |  | B3 NB | 6E2LCIDERS | NTB101242/1 | SAU 02 01 kit
Ericsson | 6E2LCIDERS | RPM777429/01200 | SAU 02 Power and EC-Bus cable | 1 |  |  | B3 NB | 6E2LCIDERS | RPM777429/01200 | SAU 02 Power and EC-Bus cable
Ericsson | 6E2LCIDERS | NCD90165/1 | MODULE/GPS 04 01; GPS Receiver Unit | 1 |  |  | B3 NB | 6E2LCIDERS | NCD90165/1 | MODULE/GPS 04 01; GPS Receiver Unit
Ericsson | 6E2LCIDERS | TSR951357/1500 | CONNECTION CABLE/Jumper N(m)-SMA(m) 1.5m | 1 |  |  | B3 NB | 6E2LCIDERS | TSR951357/1500 | CONNECTION CABLE/Jumper N(m)-SMA(m) 1.5m
Ericsson | 6E2LCIDERS | RPM1136127/1000 | CABLE WITH CONNECTOR/RJ45(8)-RJ45(8) 1m | 1 |  |  | B3 NB | 6E2LCIDERS | RPM1136127/1000 | CABLE WITH CONNECTOR/RJ45(8)-RJ45(8) 1m
TEF | 6E2LCIDERS | KRE1012395/1 | ANTENNA/GPS Active Antenna | 1 |  |  | B3 NB | 6E2LCIDERS | KRE1012395/1 | ANTENNA/GPS Active Antenna
TEF | 6E2LCIDERS | SXK1091931/1 | ASSEMBLED PARTS/GPS Mount, Steel | 1 |  |  | B3 NB | 6E2LCIDERS | SXK1091931/1 | ASSEMBLED PARTS/GPS Mount, Steel
TEF | 6E2LCIDERS | RPM1191648/2 | EARTHING CABLE/16mm2,GNYE,2m,with 1 lug | 1 |  |  | B3 NB | 6E2LCIDERS | RPM1191648/2 | EARTHING CABLE/16mm2,GNYE,2m,with 1 lug
Ericsson | 6E2LCOAERS | SXK1253086/1 | Cable guide | 2 |  |  | B3 NB | 6E2LCOAERS | SXK1253086/1 | Cable guide
Ericsson | 6E2LCOAERS | KDV127621/11 | Baseband 6630 with fan | 2 |  |  | B3 NB | 6E2LCOAERS | KDV127621/11 | Baseband 6630 with fan
Ericsson | 6E2LCOAERS | RPM777528/02500 | ET Power cable | 2 |  |  | B3 NB | 6E2LCOAERS | RPM777528/02500 | ET Power cable
Ericsson | 6E2LCOAERS | RPM777567/05000 | Grounding Cable | 2 |  |  | B3 NB | 6E2LCOAERS | RPM777567/05000 | Grounding Cable
TEF | 6E2LCOAERS | KRC161797/1 | RADIO UNIT/Radio 2238 B8 B20 B28B | 4 |  |  | B3 NB | 6E2LCOAERS | KRC161797/1 | RADIO UNIT/Radio 2238 B8 B20 B28B
TEF | 6E2LCOAERS | RNT44737/01 | Circular Power Connector DC-C (2 wire) | 4 |  |  | B3 NB | 6E2LCOAERS | RNT44737/01 | Circular Power Connector DC-C (2 wire)
TEF | 6E2LCOAERS | RDH10265/2 | SFP+ SM 10.3Gb/s 1.4km 1310nm | 2 |  |  | B3 NB | 6E2LCOAERS | RDH10265/2 | SFP+ SM 10.3Gb/s 1.4km 1310nm
Ericsson | 6E2LCOAERS | RDH10265/2 | SFP+ SM 10.3Gb/s 1.4km 1310nm | 2 |  |  | B3 NB | 6E2LCOAERS | RDH10265/2 | SFP+ SM 10.3Gb/s 1.4km 1310nm
TEF | 6E2LCOAERS | RDH10265/2 | SFP+ SM 10.3Gb/s 1.4km 1310nm | 4 |  |  | B3 NB | 6E2LCOAERS | RDH10265/2 | SFP+ SM 10.3Gb/s 1.4km 1310nm
Ericsson | 6E2LCOAERS | RDH10265/2 | SFP+ SM 10.3Gb/s 1.4km 1310nm | 4 |  |  | B3 NB | 6E2LCOAERS | RDH10265/2 | SFP+ SM 10.3Gb/s 1.4km 1310nm
Ericsson | 6E2LCOAERS | NCD90165/1 | MODULE/GPS 04 01; GPS Receiver Unit | 1 |  |  | B3 NB | 6E2LCOAERS | NCD90165/1 | MODULE/GPS 04 01; GPS Receiver Unit
Ericsson | 6E2LCOAERS | TSR951357/1500 | CONNECTION CABLE/Jumper N(m)-SMA(m) 1.5m | 1 |  |  | B3 NB | 6E2LCOAERS | TSR951357/1500 | CONNECTION CABLE/Jumper N(m)-SMA(m) 1.5m
Ericsson | 6E2LCOAERS | RPM1136127/1000 | CABLE WITH CONNECTOR/RJ45(8)-RJ45(8) 1m | 1 |  |  | B3 NB | 6E2LCOAERS | RPM1136127/1000 | CABLE WITH CONNECTOR/RJ45(8)-RJ45(8) 1m
TEF | 6E2LCOAERS | KRE1012395/1 | ANTENNA/GPS Active Antenna | 1 |  |  | B3 NB | 6E2LCOAERS | KRE1012395/1 | ANTENNA/GPS Active Antenna
TEF | 6E2LCOAERS | SXK1091931/1 | ASSEMBLED PARTS/GPS Mount, Steel | 1 |  |  | B3 NB | 6E2LCOAERS | SXK1091931/1 | ASSEMBLED PARTS/GPS Mount, Steel
TEF | 6E2LCOAERS | RPM1191648/2 | EARTHING CABLE/16mm2,GNYE,2m,with 1 lug | 1 |  |  | B3 NB | 6E2LCOAERS | RPM1191648/2 | EARTHING CABLE/16mm2,GNYE,2m,with 1 lug
Ericsson | 6E2N21MMT23BB | SXK1253086/1 | Cable guide | 1 |  |  | B3 NB | 6E2N21MMT23BB | SXK1253086/1 | Cable guide
Ericsson | 6E2N21MMT23BB | KDV127621/11 | Baseband 6630 with fan | 1 |  |  | B3 NB | 6E2N21MMT23BB | KDV127621/11 | Baseband 6630 with fan
Ericsson | 6E2N21MMT23BB | RPM777526/02000 | ET Power cable | 1 |  |  | B3 NB | 6E2N21MMT23BB | RPM777526/02000 | ET Power cable
Ericsson | 6E2N21MMT23BB | RPM777567/05000 | Grounding Cable | 1 |  |  | B3 NB | 6E2N21MMT23BB | RPM777567/05000 | Grounding Cable
Ericsson | 6E2N21MMT23BB | RPM77701/02000 | Signal cable | 1 |  |  | B3 NB | 6E2N21MMT23BB | RPM77701/02000 | Signal cable
Ericsson | 6E2N21MMT23BB | RPM777274/00650 | Signal cable | 2 |  |  | B3 NB | 6E2N21MMT23BB | RPM777274/00650 | Signal cable
Ericsson | 6E2N21MMT23BB | RPM777341/01800 | Ethernet cable | 1 |  |  | B3 NB | 6E2N21MMT23BB | RPM777341/01800 | Ethernet cable
Ericsson | 6E2N21MMT23BB | RPM777417/00800 | CABLE WITH CONNECTOR/IDLE | 1 |  |  | B3 NB | 6E2N21MMT23BB | RPM777417/00800 | CABLE WITH CONNECTOR/IDLE
Ericsson | 6E2N7MMT23BB | SXK1253086/1 | Cable guide | 1 |  |  | B3 NB | 6E2N7MMT23BB | SXK1253086/1 | Cable guide
Ericsson | 6E2N7MMT23BB | KDV127621/11 | Baseband 6630 with fan | 1 |  |  | B3 NB | 6E2N7MMT23BB | KDV127621/11 | Baseband 6630 with fan
Ericsson | 6E2N7MMT23BB | RPM777528/02500 | ET Power cable | 1 |  |  | B3 NB | 6E2N7MMT23BB | RPM777528/02500 | ET Power cable
Ericsson | 6E2N7MMT23BB | RPM777567/05000 | Grounding Cable | 1 |  |  | B3 NB | 6E2N7MMT23BB | RPM777567/05000 | Grounding Cable
Ericsson | 6E2N7MMT23BB | RDH10265/2 | SFP+ SM 10.3Gb/s 1.4km 1310nm | 2 |  |  | B3 NB | 6E2N7MMT23BB | RDH10265/2 | SFP+ SM 10.3Gb/s 1.4km 1310nm
TEF | 6E2N7MMT23BB | RDH10265/2 | SFP+ SM 10.3Gb/s 1.4km 1310nm | 2 |  |  | B3 NB | 6E2N7MMT23BB | RDH10265/2 | SFP+ SM 10.3Gb/s 1.4km 1310nm
Ericsson | 6E2N7MMT23BB | RPM777341/01800 | Ethernet cable | 1 |  |  | B3 NB | 6E2N7MMT23BB | RPM777341/01800 | Ethernet cable
Ericsson | 6E2N7MMT23BB | RPM777417/00800 | CABLE WITH CONNECTOR/IDLE | 1 |  |  | B3 NB | 6E2N7MMT23BB | RPM777417/00800 | CABLE WITH CONNECTOR/IDLE
Ericsson | 6E2NRIDERS | SXK1253086/1 | Cable guide | 2 |  |  | B3 NB | 6E2NRIDERS | SXK1253086/1 | Cable guide
Ericsson | 6E2NRIDERS | KDV127621/11 | Baseband 6630 with fan | 2 |  |  | B3 NB | 6E2NRIDERS | KDV127621/11 | Baseband 6630 with fan
Ericsson | 6E2NRIDERS | RPM777528/02500 | ET Power cable | 2 |  |  | B3 NB | 6E2NRIDERS | RPM777528/02500 | ET Power cable
Ericsson | 6E2NRIDERS | RPM777567/05000 | Grounding Cable | 2 |  |  | B3 NB | 6E2NRIDERS | RPM777567/05000 | Grounding Cable
TEF | 6E2NRIDERS | KRC161797/1 | RADIO UNIT/Radio 2238 B8 B20 B28B | 2 |  |  | B3 NB | 6E2NRIDERS | KRC161797/1 | RADIO UNIT/Radio 2238 B8 B20 B28B
TEF | 6E2NRIDERS | RNT44737/01 | Circular Power Connector DC-C (2 wire) | 2 |  |  | B3 NB | 6E2NRIDERS | RNT44737/01 | Circular Power Connector DC-C (2 wire)
TEF | 6E2NRIDERS | RDH10265/2 | SFP+ SM 10.3Gb/s 1.4km 1310nm | 4 |  |  | B3 NB | 6E2NRIDERS | RDH10265/2 | SFP+ SM 10.3Gb/s 1.4km 1310nm
Ericsson | 6E2NRIDERS | RDH10265/2 | SFP+ SM 10.3Gb/s 1.4km 1310nm | 4 |  |  | B3 NB | 6E2NRIDERS | RDH10265/2 | SFP+ SM 10.3Gb/s 1.4km 1310nm
TEF | 6E2NRIDERS | KRC161549/1 | Radio 2217 B20 (800 MHz DD), 10W+10W HWAC incl. | 2 |  |  | B3 NB | 6E2NRIDERS | KRC161549/1 | Radio 2217 B20 (800 MHz DD), 10W+10W HWAC incl.
TEF | 6E2NRIDERS | RNT44737/01 | Circular Power Connector DC-C (2 wire) | 2 |  |  | B3 NB | 6E2NRIDERS | RNT44737/01 | Circular Power Connector DC-C (2 wire)
TEF | 6E2NRIDERS | RDH10247/2 | OPTICAL TRANSCEIVER/TRX SM CPRI 614.4-24 | 2 |  |  | B3 NB | 6E2NRIDERS | RDH10247/2 | OPTICAL TRANSCEIVER/TRX SM CPRI 614.4-24
Ericsson | 6E2NRIDERS | RDH10247/2 | OPTICAL TRANSCEIVER/TRX SM CPRI 614.4-24 | 2 |  |  | B3 NB | 6E2NRIDERS | RDH10247/2 | OPTICAL TRANSCEIVER/TRX SM CPRI 614.4-24
TEF | 6E2NRIDERS | KRC161635/1 | RADIO UNIT/Radio 4415 B1 | 2 |  |  | B3 NB | 6E2NRIDERS | KRC161635/1 | RADIO UNIT/Radio 4415 B1
TEF | 6E2NRIDERS | RNT44737/01 | Circular Power Connector DC-C (2 wire) | 2 |  |  | B3 NB | 6E2NRIDERS | RNT44737/01 | Circular Power Connector DC-C (2 wire)
TEF | 6E2NRIDERS | RDH10265/2 | SFP+ SM 10.3Gb/s 1.4km 1310nm | 2 |  |  | B3 NB | 6E2NRIDERS | RDH10265/2 | SFP+ SM 10.3Gb/s 1.4km 1310nm
Ericsson | 6E2NRIDERS | RDH10265/2 | SFP+ SM 10.3Gb/s 1.4km 1310nm | 2 |  |  | B3 NB | 6E2NRIDERS | RDH10265/2 | SFP+ SM 10.3Gb/s 1.4km 1310nm
Ericsson | 6E2NRIDERS | NTB101242/1 | SAU 02 01 kit | 1 |  |  | B3 NB | 6E2NRIDERS | NTB101242/1 | SAU 02 01 kit
Ericsson | 6E2NRIDERS | RPM777429/01200 | SAU 02 Power and EC-Bus cable | 1 |  |  | B3 NB | 6E2NRIDERS | RPM777429/01200 | SAU 02 Power and EC-Bus cable
Ericsson | 6E2NROAERS | SXK1253086/1 | Cable guide | 2 |  |  | B3 NB | 6E2NROAERS | SXK1253086/1 | Cable guide
Ericsson | 6E2NROAERS | KDV127621/11 | Baseband 6630 with fan | 2 |  |  | B3 NB | 6E2NROAERS | KDV127621/11 | Baseband 6630 with fan
Ericsson | 6E2NROAERS | RPM777528/02500 | ET Power cable | 2 |  |  | B3 NB | 6E2NROAERS | RPM777528/02500 | ET Power cable
Ericsson | 6E2NROAERS | RPM777567/05000 | Grounding Cable | 2 |  |  | B3 NB | 6E2NROAERS | RPM777567/05000 | Grounding Cable
TEF | 6E2NROAERS | KRC161797/1 | RADIO UNIT/Radio 2238 B8 B20 B28B | 2 |  |  | B3 NB | 6E2NROAERS | KRC161797/1 | RADIO UNIT/Radio 2238 B8 B20 B28B
TEF | 6E2NROAERS | RNT44737/01 | Circular Power Connector DC-C (2 wire) | 2 |  |  | B3 NB | 6E2NROAERS | RNT44737/01 | Circular Power Connector DC-C (2 wire)
TEF | 6E2NROAERS | RDH10265/2 | SFP+ SM 10.3Gb/s 1.4km 1310nm | 4 |  |  | B3 NB | 6E2NROAERS | RDH10265/2 | SFP+ SM 10.3Gb/s 1.4km 1310nm
Ericsson | 6E2NROAERS | RDH10265/2 | SFP+ SM 10.3Gb/s 1.4km 1310nm | 4 |  |  | B3 NB | 6E2NROAERS | RDH10265/2 | SFP+ SM 10.3Gb/s 1.4km 1310nm
TEF | 6E2NROAERS | KRC161549/1 | Radio 2217 B20 (800 MHz DD), 10W+10W HWAC incl. | 2 |  |  | B3 NB | 6E2NROAERS | KRC161549/1 | Radio 2217 B20 (800 MHz DD), 10W+10W HWAC incl.
TEF | 6E2NROAERS | RNT44737/01 | Circular Power Connector DC-C (2 wire) | 2 |  |  | B3 NB | 6E2NROAERS | RNT44737/01 | Circular Power Connector DC-C (2 wire)
TEF | 6E2NROAERS | RDH10247/2 | OPTICAL TRANSCEIVER/TRX SM CPRI 614.4-24 | 2 |  |  | B3 NB | 6E2NROAERS | RDH10247/2 | OPTICAL TRANSCEIVER/TRX SM CPRI 614.4-24
Ericsson | 6E2NROAERS | RDH10247/2 | OPTICAL TRANSCEIVER/TRX SM CPRI 614.4-24 | 2 |  |  | B3 NB | 6E2NROAERS | RDH10247/2 | OPTICAL TRANSCEIVER/TRX SM CPRI 614.4-24
TEF | 6E2NROAERS | KRC161635/1 | RADIO UNIT/Radio 4415 B1 | 2 |  |  | B3 NB | 6E2NROAERS | KRC161635/1 | RADIO UNIT/Radio 4415 B1
TEF | 6E2NROAERS | RNT44737/01 | Circular Power Connector DC-C (2 wire) | 2 |  |  | B3 NB | 6E2NROAERS | RNT44737/01 | Circular Power Connector DC-C (2 wire)
TEF | 6E2NROAERS | RDH10265/2 | SFP+ SM 10.3Gb/s 1.4km 1310nm | 2 |  |  | B3 NB | 6E2NROAERS | RDH10265/2 | SFP+ SM 10.3Gb/s 1.4km 1310nm
Ericsson | 6E2NROAERS | RDH10265/2 | SFP+ SM 10.3Gb/s 1.4km 1310nm | 2 |  |  | B3 NB | 6E2NROAERS | RDH10265/2 | SFP+ SM 10.3Gb/s 1.4km 1310nm
Ericsson | 6E2SCIDERS | SXK1253086/1 | Cable guide | 2 |  |  | B3 NB | 6E2SCIDERS | SXK1253086/1 | Cable guide
Ericsson | 6E2SCIDERS | KDV127621/11 | Baseband 6630 with fan | 2 |  |  | B3 NB | 6E2SCIDERS | KDV127621/11 | Baseband 6630 with fan
Ericsson | 6E2SCIDERS | RPM777528/02500 | ET Power cable | 2 |  |  | B3 NB | 6E2SCIDERS | RPM777528/02500 | ET Power cable
Ericsson | 6E2SCIDERS | RPM777567/05000 | Grounding Cable | 2 |  |  | B3 NB | 6E2SCIDERS | RPM777567/05000 | Grounding Cable
TEF | 6E2SCIDERS | KRC161797/1 | RADIO UNIT/Radio 2238 B8 B20 B28B | 4 |  |  | B3 NB | 6E2SCIDERS | KRC161797/1 | RADIO UNIT/Radio 2238 B8 B20 B28B
TEF | 6E2SCIDERS | RNT44737/01 | Circular Power Connector DC-C (2 wire) | 4 |  |  | B3 NB | 6E2SCIDERS | RNT44737/01 | Circular Power Connector DC-C (2 wire)
TEF | 6E2SCIDERS | RDH10265/2 | SFP+ SM 10.3Gb/s 1.4km 1310nm | 2 |  |  | B3 NB | 6E2SCIDERS | RDH10265/2 | SFP+ SM 10.3Gb/s 1.4km 1310nm
Ericsson | 6E2SCIDERS | RDH10265/2 | SFP+ SM 10.3Gb/s 1.4km 1310nm | 2 |  |  | B3 NB | 6E2SCIDERS | RDH10265/2 | SFP+ SM 10.3Gb/s 1.4km 1310nm
TEF | 6E2SCIDERS | RDH10265/2 | SFP+ SM 10.3Gb/s 1.4km 1310nm | 4 |  |  | B3 NB | 6E2SCIDERS | RDH10265/2 | SFP+ SM 10.3Gb/s 1.4km 1310nm
Ericsson | 6E2SCIDERS | RDH10265/2 | SFP+ SM 10.3Gb/s 1.4km 1310nm | 4 |  |  | B3 NB | 6E2SCIDERS | RDH10265/2 | SFP+ SM 10.3Gb/s 1.4km 1310nm
TEF | 6E2SCIDERS | KRC161635/1 | RADIO UNIT/Radio 4415 B1 | 2 |  |  | B3 NB | 6E2SCIDERS | KRC161635/1 | RADIO UNIT/Radio 4415 B1
TEF | 6E2SCIDERS | RNT44737/01 | Circular Power Connector DC-C (2 wire) | 2 |  |  | B3 NB | 6E2SCIDERS | RNT44737/01 | Circular Power Connector DC-C (2 wire)
TEF | 6E2SCIDERS | RDH10265/2 | SFP+ SM 10.3Gb/s 1.4km 1310nm | 2 |  |  | B3 NB | 6E2SCIDERS | RDH10265/2 | SFP+ SM 10.3Gb/s 1.4km 1310nm
Ericsson | 6E2SCIDERS | RDH10265/2 | SFP+ SM 10.3Gb/s 1.4km 1310nm | 2 |  |  | B3 NB | 6E2SCIDERS | RDH10265/2 | SFP+ SM 10.3Gb/s 1.4km 1310nm
Ericsson | 6E2SCIDERS | NTB101242/1 | SAU 02 01 kit | 1 |  |  | B3 NB | 6E2SCIDERS | NTB101242/1 | SAU 02 01 kit
Ericsson | 6E2SCIDERS | RPM777429/01200 | SAU 02 Power and EC-Bus cable | 1 |  |  | B3 NB | 6E2SCIDERS | RPM777429/01200 | SAU 02 Power and EC-Bus cable
Ericsson | 6E2SCOAERS | SXK1253086/1 | Cable guide | 2 |  |  | B3 NB | 6E2SCOAERS | SXK1253086/1 | Cable guide
Ericsson | 6E2SCOAERS | KDV127621/11 | Baseband 6630 with fan | 2 |  |  | B3 NB | 6E2SCOAERS | KDV127621/11 | Baseband 6630 with fan
Ericsson | 6E2SCOAERS | RPM777528/02500 | ET Power cable | 2 |  |  | B3 NB | 6E2SCOAERS | RPM777528/02500 | ET Power cable
Ericsson | 6E2SCOAERS | RPM777567/05000 | Grounding Cable | 2 |  |  | B3 NB | 6E2SCOAERS | RPM777567/05000 | Grounding Cable
TEF | 6E2SCOAERS | KRC161797/1 | RADIO UNIT/Radio 2238 B8 B20 B28B | 4 |  |  | B3 NB | 6E2SCOAERS | KRC161797/1 | RADIO UNIT/Radio 2238 B8 B20 B28B
TEF | 6E2SCOAERS | RNT44737/01 | Circular Power Connector DC-C (2 wire) | 4 |  |  | B3 NB | 6E2SCOAERS | RNT44737/01 | Circular Power Connector DC-C (2 wire)
TEF | 6E2SCOAERS | RDH10265/2 | SFP+ SM 10.3Gb/s 1.4km 1310nm | 2 |  |  | B3 NB | 6E2SCOAERS | RDH10265/2 | SFP+ SM 10.3Gb/s 1.4km 1310nm
Ericsson | 6E2SCOAERS | RDH10265/2 | SFP+ SM 10.3Gb/s 1.4km 1310nm | 2 |  |  | B3 NB | 6E2SCOAERS | RDH10265/2 | SFP+ SM 10.3Gb/s 1.4km 1310nm
TEF | 6E2SCOAERS | RDH10265/2 | SFP+ SM 10.3Gb/s 1.4km 1310nm | 4 |  |  | B3 NB | 6E2SCOAERS | RDH10265/2 | SFP+ SM 10.3Gb/s 1.4km 1310nm
Ericsson | 6E2SCOAERS | RDH10265/2 | SFP+ SM 10.3Gb/s 1.4km 1310nm | 4 |  |  | B3 NB | 6E2SCOAERS | RDH10265/2 | SFP+ SM 10.3Gb/s 1.4km 1310nm
TEF | 6E2SCOAERS | KRC161635/1 | RADIO UNIT/Radio 4415 B1 | 2 |  |  | B3 NB | 6E2SCOAERS | KRC161635/1 | RADIO UNIT/Radio 4415 B1
TEF | 6E2SCOAERS | RNT44737/01 | Circular Power Connector DC-C (2 wire) | 2 |  |  | B3 NB | 6E2SCOAERS | RNT44737/01 | Circular Power Connector DC-C (2 wire)
TEF | 6E2SCOAERS | RDH10265/2 | SFP+ SM 10.3Gb/s 1.4km 1310nm | 2 |  |  | B3 NB | 6E2SCOAERS | RDH10265/2 | SFP+ SM 10.3Gb/s 1.4km 1310nm
Ericsson | 6E2SCOAERS | RDH10265/2 | SFP+ SM 10.3Gb/s 1.4km 1310nm | 2 |  |  | B3 NB | 6E2SCOAERS | RDH10265/2 | SFP+ SM 10.3Gb/s 1.4km 1310nm
Ericsson | 6E2SCSFERS | SXK1253086/1 | Cable guide | 2 |  |  | B3 NB | 6E2SCSFERS | SXK1253086/1 | Cable guide
Ericsson | 6E2SCSFERS | KDV127621/11 | Baseband 6630 with fan | 2 |  |  | B3 NB | 6E2SCSFERS | KDV127621/11 | Baseband 6630 with fan
Ericsson | 6E2SCSFERS | RPM777528/02500 | ET Power cable | 2 |  |  | B3 NB | 6E2SCSFERS | RPM777528/02500 | ET Power cable
Ericsson | 6E2SCSFERS | RPM777567/05000 | Grounding Cable | 2 |  |  | B3 NB | 6E2SCSFERS | RPM777567/05000 | Grounding Cable
TEF | 6E2SCSFERS | KRC161797/1 | RADIO UNIT/Radio 2238 B8 B20 B28B | 4 |  |  | B3 NB | 6E2SCSFERS | KRC161797/1 | RADIO UNIT/Radio 2238 B8 B20 B28B
TEF | 6E2SCSFERS | RNT44737/01 | Circular Power Connector DC-C (2 wire) | 4 |  |  | B3 NB | 6E2SCSFERS | RNT44737/01 | Circular Power Connector DC-C (2 wire)
TEF | 6E2SCSFERS | RDH10265/2 | SFP+ SM 10.3Gb/s 1.4km 1310nm | 2 |  |  | B3 NB | 6E2SCSFERS | RDH10265/2 | SFP+ SM 10.3Gb/s 1.4km 1310nm
Ericsson | 6E2SCSFERS | RDH10265/2 | SFP+ SM 10.3Gb/s 1.4km 1310nm | 2 |  |  | B3 NB | 6E2SCSFERS | RDH10265/2 | SFP+ SM 10.3Gb/s 1.4km 1310nm
TEF | 6E2SCSFERS | RDH10265/2 | SFP+ SM 10.3Gb/s 1.4km 1310nm | 4 |  |  | B3 NB | 6E2SCSFERS | RDH10265/2 | SFP+ SM 10.3Gb/s 1.4km 1310nm
Ericsson | 6E2SCSFERS | RDH10265/2 | SFP+ SM 10.3Gb/s 1.4km 1310nm | 4 |  |  | B3 NB | 6E2SCSFERS | RDH10265/2 | SFP+ SM 10.3Gb/s 1.4km 1310nm
TEF | 6E2SCSFERS | KRC161635/1 | RADIO UNIT/Radio 4415 B1 | 2 |  |  | B3 NB | 6E2SCSFERS | KRC161635/1 | RADIO UNIT/Radio 4415 B1
TEF | 6E2SCSFERS | RNT44737/01 | Circular Power Connector DC-C (2 wire) | 2 |  |  | B3 NB | 6E2SCSFERS | RNT44737/01 | Circular Power Connector DC-C (2 wire)
TEF | 6E2SCSFERS | RDH10265/2 | SFP+ SM 10.3Gb/s 1.4km 1310nm | 2 |  |  | B3 NB | 6E2SCSFERS | RDH10265/2 | SFP+ SM 10.3Gb/s 1.4km 1310nm
Ericsson | 6E2SCSFERS | RDH10265/2 | SFP+ SM 10.3Gb/s 1.4km 1310nm | 2 |  |  | B3 NB | 6E2SCSFERS | RDH10265/2 | SFP+ SM 10.3Gb/s 1.4km 1310nm
TEF | 6E3IDB2T23 | KRC161724/1 | TRANSCEIVER/Radio 8808 B40Y;Radio Unit | 3 |  |  | B3 NB | 6E3IDB2T23 | KRC161724/1 | TRANSCEIVER/Radio 8808 B40Y;Radio Unit
TEF | 6E3IDB2T23 | RNT44737/01 | Circular Power Connector DC-C (2 wire) | 3 |  |  | B3 NB | 6E3IDB2T23 | RNT44737/01 | Circular Power Connector DC-C (2 wire)
TEF | 6E3IDB2T23 | RDH10265/2 | SFP+ SM 10.3Gb/s 1.4km 1310nm | 3 |  |  | B3 NB | 6E3IDB2T23 | RDH10265/2 | SFP+ SM 10.3Gb/s 1.4km 1310nm
Ericsson | 6E3IDB2T23 | RDH10265/2 | SFP+ SM 10.3Gb/s 1.4km 1310nm | 3 |  |  | B3 NB | 6E3IDB2T23 | RDH10265/2 | SFP+ SM 10.3Gb/s 1.4km 1310nm
Ericsson | 6E3IDB2T23 | NCD90165/1 | MODULE/GPS 04 01; GPS Receiver Unit | 1 |  |  | B3 NB | 6E3IDB2T23 | NCD90165/1 | MODULE/GPS 04 01; GPS Receiver Unit
Ericsson | 6E3IDB2T23 | TSR951357/1500 | CONNECTION CABLE/Jumper N(m)-SMA(m) 1.5m | 1 |  |  | B3 NB | 6E3IDB2T23 | TSR951357/1500 | CONNECTION CABLE/Jumper N(m)-SMA(m) 1.5m
Ericsson | 6E3IDB2T23 | RPM1136127/1000 | CABLE WITH CONNECTOR/RJ45(8)-RJ45(8) 1m | 1 |  |  | B3 NB | 6E3IDB2T23 | RPM1136127/1000 | CABLE WITH CONNECTOR/RJ45(8)-RJ45(8) 1m
TEF | 6E3IDB2T23 | KRE1012395/1 | ANTENNA/GPS Active Antenna | 1 |  |  | B3 NB | 6E3IDB2T23 | KRE1012395/1 | ANTENNA/GPS Active Antenna
TEF | 6E3IDB2T23 | SXK1091931/1 | ASSEMBLED PARTS/GPS Mount, Steel | 1 |  |  | B3 NB | 6E3IDB2T23 | SXK1091931/1 | ASSEMBLED PARTS/GPS Mount, Steel
TEF | 6E3IDB2T23 | RPM1191648/2 | EARTHING CABLE/16mm2,GNYE,2m,with 1 lug | 1 |  |  | B3 NB | 6E3IDB2T23 | RPM1191648/2 | EARTHING CABLE/16mm2,GNYE,2m,with 1 lug
Ericsson | 6E3IDB2T34 | SXK1253086/1 | Cable guide | 1 |  |  | B3 NB | 6E3IDB2T34 | SXK1253086/1 | Cable guide
Ericsson | 6E3IDB2T34 | KDV127621/11 | Baseband 6630 with fan | 1 |  |  | B3 NB | 6E3IDB2T34 | KDV127621/11 | Baseband 6630 with fan
Ericsson | 6E3IDB2T34 | RPM777526/02000 | ET Power cable | 1 |  |  | B3 NB | 6E3IDB2T34 | RPM777526/02000 | ET Power cable
Ericsson | 6E3IDB2T34 | RPM777567/05000 | Grounding Cable | 1 |  |  | B3 NB | 6E3IDB2T34 | RPM777567/05000 | Grounding Cable
TEF | 6E3IDB2T34 | KRC161822/1 | ERS8823 B42G | 3 |  |  | B3 NB | 6E3IDB2T34 | KRC161822/1 | ERS8823 B42G
TEF | 6E3IDB2T34 | RNT44737/01 | Circular Power Connector DC-C (2 wire) | 3 |  |  | B3 NB | 6E3IDB2T34 | RNT44737/01 | Circular Power Connector DC-C (2 wire)
TEF | 6E3IDB2T34 | RDH10265/2 | SFP+ SM 10.3Gb/s 1.4km 1310nm | 3 |  |  | B3 NB | 6E3IDB2T34 | RDH10265/2 | SFP+ SM 10.3Gb/s 1.4km 1310nm
Ericsson | 6E3IDB2T34 | RDH10265/2 | SFP+ SM 10.3Gb/s 1.4km 1310nm | 3 |  |  | B3 NB | 6E3IDB2T34 | RDH10265/2 | SFP+ SM 10.3Gb/s 1.4km 1310nm
Ericsson | 6E3IDB2T34 | RPM2533512/2000 | Optical fibre cable, single mode, LCD - LCD | 1 |  |  | B3 NB | 6E3IDB2T34 | RPM2533512/2000 | Optical fibre cable, single mode, LCD - LCD
Ericsson | 6E3IDB2T34 | RDH10265/2 | SFP+ SM 10.3Gb/s 1.4km 1310nm | 3 |  |  | B3 NB | 6E3IDB2T34 | RDH10265/2 | SFP+ SM 10.3Gb/s 1.4km 1310nm
Ericsson | 6E3IDB2T34 | RPM1136127/1000 | CABLE WITH CONNECTOR/RJ45(8)-RJ45(8) 1m | 1 |  |  | B3 NB | 6E3IDB2T34 | RPM1136127/1000 | CABLE WITH CONNECTOR/RJ45(8)-RJ45(8) 1m
Ericsson | 6E3IDB2T34 | RPM77701/02000 | Signal Cable | 1 |  |  | B3 NB | 6E3IDB2T34 | RPM77701/02000 | Signal Cable
Ericsson | 6E3IDB2T34 | RPM777417/00800 | CABLE WITH CONNECTOR/IDLE | 1 |  |  | B3 NB | 6E3IDB2T34 | RPM777417/00800 | CABLE WITH CONNECTOR/IDLE
Ericsson | 6E3IDB2T3464M | SXK1253086/1 | Cable guide | 1 |  |  | B3 NB | 6E3IDB2T3464M | SXK1253086/1 | Cable guide
Ericsson | 6E3IDB2T3464M | KDV127621/11 | Baseband 6630 with fan | 1 |  |  | B3 NB | 6E3IDB2T3464M | KDV127621/11 | Baseband 6630 with fan
Ericsson | 6E3IDB2T3464M | RPM777526/02000 | ET Power cable | 1 |  |  | B3 NB | 6E3IDB2T3464M | RPM777526/02000 | ET Power cable
Ericsson | 6E3IDB2T3464M | RPM777567/05000 | Grounding Cable | 1 |  |  | B3 NB | 6E3IDB2T3464M | RPM777567/05000 | Grounding Cable
TEF | 6E3IDB2T3464M | KRD901124/11 | AIR 6488 B42G | 3 |  |  | B3 NB | 6E3IDB2T3464M | KRD901124/11 | AIR 6488 B42G
TEF | 6E3IDB2T3464M | RNT44737/01 | Circular Power Connector DC-C (2 wire) | 3 |  |  | B3 NB | 6E3IDB2T3464M | RNT44737/01 | Circular Power Connector DC-C (2 wire)
TEF | 6E3IDB2T3464M | SXK1092065/1 | Air 6488 Tilt bracket | 3 |  |  | B3 NB | 6E3IDB2T3464M | SXK1092065/1 | Air 6488 Tilt bracket
TEF | 6E3IDB2T3464M | RDH10265/2 | SFP+ SM 10.3Gb/s 1.4km 1310nm | 6 |  |  | B3 NB | 6E3IDB2T3464M | RDH10265/2 | SFP+ SM 10.3Gb/s 1.4km 1310nm
Ericsson | 6E3IDB2T3464M | RDH10265/2 | SFP+ SM 10.3Gb/s 1.4km 1310nm | 6 |  |  | B3 NB | 6E3IDB2T3464M | RDH10265/2 | SFP+ SM 10.3Gb/s 1.4km 1310nm
Ericsson | 6E3IDB2T3464M | RPM2533512/2000 | Optical fibre cable, single mode, LCD - LCD | 1 |  |  | B3 NB | 6E3IDB2T3464M | RPM2533512/2000 | Optical fibre cable, single mode, LCD - LCD
Ericsson | 6E3IDB2T3464M | RDH10265/2 | SFP+ SM 10.3Gb/s 1.4km 1310nm | 3 |  |  | B3 NB | 6E3IDB2T3464M | RDH10265/2 | SFP+ SM 10.3Gb/s 1.4km 1310nm
Ericsson | 6E3IDB2T3464M | RPM1136127/1000 | CABLE WITH CONNECTOR/RJ45(8)-RJ45(8) 1m | 1 |  |  | B3 NB | 6E3IDB2T3464M | RPM1136127/1000 | CABLE WITH CONNECTOR/RJ45(8)-RJ45(8) 1m
Ericsson | 6E3IDB2T3464M | RPM77701/02000 | Signal Cable | 1 |  |  | B3 NB | 6E3IDB2T3464M | RPM77701/02000 | Signal Cable
Ericsson | 6E3IDB2T3464M | RPM777417/00800 | CABLE WITH CONNECTOR/IDLE | 1 |  |  | B3 NB | 6E3IDB2T3464M | RPM777417/00800 | CABLE WITH CONNECTOR/IDLE
TEF | 6E3IDB2V26 | KRC161676/1 | TRANSCEIVER/Radio 4415 B7A;Radio Unit | 3 |  |  | B3 NB | 6E3IDB2V26 | KRC161676/1 | TRANSCEIVER/Radio 4415 B7A;Radio Unit
TEF | 6E3IDB2V26 | RNT44737/01 | Circular Power Connector DC-C (2 wire) | 3 |  |  | B3 NB | 6E3IDB2V26 | RNT44737/01 | Circular Power Connector DC-C (2 wire)
TEF | 6E3IDB2V26 | RDH10265/2 | SFP+ SM 10.3Gb/s 1.4km 1310nm | 3 |  |  | B3 NB | 6E3IDB2V26 | RDH10265/2 | SFP+ SM 10.3Gb/s 1.4km 1310nm
Ericsson | 6E3IDB2V26 | RDH10265/2 | SFP+ SM 10.3Gb/s 1.4km 1310nm | 3 |  |  | B3 NB | 6E3IDB2V26 | RDH10265/2 | SFP+ SM 10.3Gb/s 1.4km 1310nm
Ericsson | 6E3IDB3T34V | SXK1253086/1 | Cable guide | 1 |  |  | B3 NB | 6E3IDB3T34V | SXK1253086/1 | Cable guide
Ericsson | 6E3IDB3T34V | KDV127621/11 | Baseband 6630 with fan | 1 |  |  | B3 NB | 6E3IDB3T34V | KDV127621/11 | Baseband 6630 with fan
Ericsson | 6E3IDB3T34V | RPM777526/02000 | ET Power cable | 1 |  |  | B3 NB | 6E3IDB3T34V | RPM777526/02000 | ET Power cable
Ericsson | 6E3IDB3T34V | RPM777567/05000 | Grounding Cable | 1 |  |  | B3 NB | 6E3IDB3T34V | RPM777567/05000 | Grounding Cable
TEF | 6E3IDB3T34V | RDH10265/2 | SFP+ SM 10.3Gb/s 1.4km 1310nm | 3 |  |  | B3 NB | 6E3IDB3T34V | RDH10265/2 | SFP+ SM 10.3Gb/s 1.4km 1310nm
Ericsson | 6E3IDB3T34V | RDH10265/2 | SFP+ SM 10.3Gb/s 1.4km 1310nm | 3 |  |  | B3 NB | 6E3IDB3T34V | RDH10265/2 | SFP+ SM 10.3Gb/s 1.4km 1310nm
Ericsson | 6E3IDB3T34V | RPM2533512/2000 | Optical fibre cable, single mode, LCD - LCD | 1 |  |  | B3 NB | 6E3IDB3T34V | RPM2533512/2000 | Optical fibre cable, single mode, LCD - LCD
Ericsson | 6E3IDB3T34V | RDH10265/2 | SFP+ SM 10.3Gb/s 1.4km 1310nm | 3 |  |  | B3 NB | 6E3IDB3T34V | RDH10265/2 | SFP+ SM 10.3Gb/s 1.4km 1310nm
Ericsson | 6E3IDB3T34V | RPM77701/02000 | Signal cable | 1 |  |  | B3 NB | 6E3IDB3T34V | RPM77701/02000 | Signal cable
Ericsson | 6E3IDB3T34V | RPM777341/01800 | Ethernet cable | 1 |  |  | B3 NB | 6E3IDB3T34V | RPM777341/01800 | Ethernet cable
Ericsson | 6E3IDB3T34V | RPM777417/00800 | CABLE WITH CONNECTOR/IDLE | 1 |  |  | B3 NB | 6E3IDB3T34V | RPM777417/00800 | CABLE WITH CONNECTOR/IDLE
Ericsson | 6E3IDB3T34VM | SXK1253086/1 | Cable guide | 1 |  |  | B3 NB | 6E3IDB3T34VM | SXK1253086/1 | Cable guide
Ericsson | 6E3IDB3T34VM | KDV127621/11 | Baseband 6630 with fan | 1 |  |  | B3 NB | 6E3IDB3T34VM | KDV127621/11 | Baseband 6630 with fan
Ericsson | 6E3IDB3T34VM | RPM777526/02000 | ET Power cable | 1 |  |  | B3 NB | 6E3IDB3T34VM | RPM777526/02000 | ET Power cable
Ericsson | 6E3IDB3T34VM | RPM777567/05000 | Grounding Cable | 1 |  |  | B3 NB | 6E3IDB3T34VM | RPM777567/05000 | Grounding Cable
Ericsson | 6E3IDB3T34VM | RPM2533512/2000 | Optical fibre cable, single mode, LCD - LCD | 1 |  |  | B3 NB | 6E3IDB3T34VM | RPM2533512/2000 | Optical fibre cable, single mode, LCD - LCD
Ericsson | 6E3IDB3T34VM | RDH10265/2 | SFP+ SM 10.3Gb/s 1.4km 1310nm | 3 |  |  | B3 NB | 6E3IDB3T34VM | RDH10265/2 | SFP+ SM 10.3Gb/s 1.4km 1310nm
Ericsson | 6E3IDB3T34VM | RPM77701/02000 | Signal cable | 1 |  |  | B3 NB | 6E3IDB3T34VM | RPM77701/02000 | Signal cable
Ericsson | 6E3IDB3T34VM | NTB101512/1 | GPS out Splitter | 1 |  |  | B3 NB | 6E3IDB3T34VM | NTB101512/1 | GPS out Splitter
Ericsson | 6E3IDB3T34VM | RPM1136127/1000 | CABLE WITH CONNECTOR/RJ45(8)-RJ45(8) 1m | 2 |  |  | B3 NB | 6E3IDB3T34VM | RPM1136127/1000 | CABLE WITH CONNECTOR/RJ45(8)-RJ45(8) 1m
Ericsson | 6E3IDB3T34VM | RPM777417/00800 | CABLE WITH CONNECTOR/IDLE | 1 |  |  | B3 NB | 6E3IDB3T34VM | RPM777417/00800 | CABLE WITH CONNECTOR/IDLE
Ericsson | 6E3L18SCIDERS | SXK1253086/1 | Cable guide | 2 |  |  | B3 NB | 6E3L18SCIDERS | SXK1253086/1 | Cable guide
Ericsson | 6E3L18SCIDERS | KDV127621/11 | Baseband 6630 with fan | 2 |  |  | B3 NB | 6E3L18SCIDERS | KDV127621/11 | Baseband 6630 with fan
Ericsson | 6E3L18SCIDERS | RPM777528/02500 | ET Power cable | 2 |  |  | B3 NB | 6E3L18SCIDERS | RPM777528/02500 | ET Power cable
Ericsson | 6E3L18SCIDERS | RPM777567/05000 | Grounding Cable | 2 |  |  | B3 NB | 6E3L18SCIDERS | RPM777567/05000 | Grounding Cable
TEF | 6E3L18SCIDERS | KRC161797/1 | RADIO UNIT/Radio 2238 B8 B20 B28B | 6 |  |  | B3 NB | 6E3L18SCIDERS | KRC161797/1 | RADIO UNIT/Radio 2238 B8 B20 B28B
TEF | 6E3L18SCIDERS | RNT44737/01 | Circular Power Connector DC-C (2 wire) | 6 |  |  | B3 NB | 6E3L18SCIDERS | RNT44737/01 | Circular Power Connector DC-C (2 wire)
TEF | 6E3L18SCIDERS | RDH10265/2 | SFP+ SM 10.3Gb/s 1.4km 1310nm | 3 |  |  | B3 NB | 6E3L18SCIDERS | RDH10265/2 | SFP+ SM 10.3Gb/s 1.4km 1310nm
Ericsson | 6E3L18SCIDERS | RDH10265/2 | SFP+ SM 10.3Gb/s 1.4km 1310nm | 3 |  |  | B3 NB | 6E3L18SCIDERS | RDH10265/2 | SFP+ SM 10.3Gb/s 1.4km 1310nm
TEF | 6E3L18SCIDERS | RDH10265/2 | SFP+ SM 10.3Gb/s 1.4km 1310nm | 6 |  |  | B3 NB | 6E3L18SCIDERS | RDH10265/2 | SFP+ SM 10.3Gb/s 1.4km 1310nm
Ericsson | 6E3L18SCIDERS | RDH10265/2 | SFP+ SM 10.3Gb/s 1.4km 1310nm | 6 |  |  | B3 NB | 6E3L18SCIDERS | RDH10265/2 | SFP+ SM 10.3Gb/s 1.4km 1310nm
TEF | 6E3L18SCIDERS | KRC161777/1 | RADIO UNIT/Radio 4480B1B3 | 3 |  |  | B3 NB | 6E3L18SCIDERS | KRC161777/1 | RADIO UNIT/Radio 4480B1B3
TEF | 6E3L18SCIDERS | RNT44737/01 | Circular Power Connector DC-C (2 wire) | 3 |  |  | B3 NB | 6E3L18SCIDERS | RNT44737/01 | Circular Power Connector DC-C (2 wire)
TEF | 6E3L18SCIDERS | RDH10265/2 | SFP+ SM 10.3Gb/s 1.4km 1310nm | 3 |  |  | B3 NB | 6E3L18SCIDERS | RDH10265/2 | SFP+ SM 10.3Gb/s 1.4km 1310nm
Ericsson | 6E3L18SCIDERS | RDH10265/2 | SFP+ SM 10.3Gb/s 1.4km 1310nm | 3 |  |  | B3 NB | 6E3L18SCIDERS | RDH10265/2 | SFP+ SM 10.3Gb/s 1.4km 1310nm
Ericsson | 6E3L18SCIDERS | NTB101242/1 | SAU 02 01 kit | 1 |  |  | B3 NB | 6E3L18SCIDERS | NTB101242/1 | SAU 02 01 kit
Ericsson | 6E3L18SCIDERS | RPM777429/01200 | SAU 02 Power and EC-Bus cable | 1 |  |  | B3 NB | 6E3L18SCIDERS | RPM777429/01200 | SAU 02 Power and EC-Bus cable
Ericsson | 6E3L18SCOAERS | SXK1253086/1 | Cable guide | 2 |  |  | B3 NB | 6E3L18SCOAERS | SXK1253086/1 | Cable guide
Ericsson | 6E3L18SCOAERS | KDV127621/11 | Baseband 6630 with fan | 2 |  |  | B3 NB | 6E3L18SCOAERS | KDV127621/11 | Baseband 6630 with fan
Ericsson | 6E3L18SCOAERS | RPM777528/02500 | ET Power cable | 2 |  |  | B3 NB | 6E3L18SCOAERS | RPM777528/02500 | ET Power cable
Ericsson | 6E3L18SCOAERS | RPM777567/05000 | Grounding Cable | 2 |  |  | B3 NB | 6E3L18SCOAERS | RPM777567/05000 | Grounding Cable
TEF | 6E3L18SCOAERS | KRC161797/1 | RADIO UNIT/Radio 2238 B8 B20 B28B | 6 |  |  | B3 NB | 6E3L18SCOAERS | KRC161797/1 | RADIO UNIT/Radio 2238 B8 B20 B28B
TEF | 6E3L18SCOAERS | RNT44737/01 | Circular Power Connector DC-C (2 wire) | 6 |  |  | B3 NB | 6E3L18SCOAERS | RNT44737/01 | Circular Power Connector DC-C (2 wire)
TEF | 6E3L18SCOAERS | RDH10265/2 | SFP+ SM 10.3Gb/s 1.4km 1310nm | 3 |  |  | B3 NB | 6E3L18SCOAERS | RDH10265/2 | SFP+ SM 10.3Gb/s 1.4km 1310nm
Ericsson | 6E3L18SCOAERS | RDH10265/2 | SFP+ SM 10.3Gb/s 1.4km 1310nm | 3 |  |  | B3 NB | 6E3L18SCOAERS | RDH10265/2 | SFP+ SM 10.3Gb/s 1.4km 1310nm
TEF | 6E3L18SCOAERS | RDH10265/2 | SFP+ SM 10.3Gb/s 1.4km 1310nm | 6 |  |  | B3 NB | 6E3L18SCOAERS | RDH10265/2 | SFP+ SM 10.3Gb/s 1.4km 1310nm
Ericsson | 6E3L18SCOAERS | RDH10265/2 | SFP+ SM 10.3Gb/s 1.4km 1310nm | 6 |  |  | B3 NB | 6E3L18SCOAERS | RDH10265/2 | SFP+ SM 10.3Gb/s 1.4km 1310nm
TEF | 6E3L18SCOAERS | KRC161777/1 | RADIO UNIT/Radio 4480B1B3 | 3 |  |  | B3 NB | 6E3L18SCOAERS | KRC161777/1 | RADIO UNIT/Radio 4480B1B3
TEF | 6E3L18SCOAERS | RNT44737/01 | Circular Power Connector DC-C (2 wire) | 3 |  |  | B3 NB | 6E3L18SCOAERS | RNT44737/01 | Circular Power Connector DC-C (2 wire)
TEF | 6E3L18SCOAERS | RDH10265/2 | SFP+ SM 10.3Gb/s 1.4km 1310nm | 3 |  |  | B3 NB | 6E3L18SCOAERS | RDH10265/2 | SFP+ SM 10.3Gb/s 1.4km 1310nm
Ericsson | 6E3L18SCOAERS | RDH10265/2 | SFP+ SM 10.3Gb/s 1.4km 1310nm | 3 |  |  | B3 NB | 6E3L18SCOAERS | RDH10265/2 | SFP+ SM 10.3Gb/s 1.4km 1310nm
Ericsson | 6E3L18SCSFERS | SXK1253086/1 | Cable guide | 2 |  |  | B3 NB | 6E3L18SCSFERS | SXK1253086/1 | Cable guide
Ericsson | 6E3L18SCSFERS | KDV127621/11 | Baseband 6630 with fan | 2 |  |  | B3 NB | 6E3L18SCSFERS | KDV127621/11 | Baseband 6630 with fan
Ericsson | 6E3L18SCSFERS | RPM777528/02500 | ET Power cable | 2 |  |  | B3 NB | 6E3L18SCSFERS | RPM777528/02500 | ET Power cable
Ericsson | 6E3L18SCSFERS | RPM777567/05000 | Grounding Cable | 2 |  |  | B3 NB | 6E3L18SCSFERS | RPM777567/05000 | Grounding Cable
TEF | 6E3L18SCSFERS | KRC161797/1 | RADIO UNIT/Radio 2238 B8 B20 B28B | 6 |  |  | B3 NB | 6E3L18SCSFERS | KRC161797/1 | RADIO UNIT/Radio 2238 B8 B20 B28B
TEF | 6E3L18SCSFERS | RNT44737/01 | Circular Power Connector DC-C (2 wire) | 6 |  |  | B3 NB | 6E3L18SCSFERS | RNT44737/01 | Circular Power Connector DC-C (2 wire)
TEF | 6E3L18SCSFERS | RDH10265/2 | SFP+ SM 10.3Gb/s 1.4km 1310nm | 3 |  |  | B3 NB | 6E3L18SCSFERS | RDH10265/2 | SFP+ SM 10.3Gb/s 1.4km 1310nm
Ericsson | 6E3L18SCSFERS | RDH10265/2 | SFP+ SM 10.3Gb/s 1.4km 1310nm | 3 |  |  | B3 NB | 6E3L18SCSFERS | RDH10265/2 | SFP+ SM 10.3Gb/s 1.4km 1310nm
TEF | 6E3L18SCSFERS | RDH10265/2 | SFP+ SM 10.3Gb/s 1.4km 1310nm | 6 |  |  | B3 NB | 6E3L18SCSFERS | RDH10265/2 | SFP+ SM 10.3Gb/s 1.4km 1310nm
Ericsson | 6E3L18SCSFERS | RDH10265/2 | SFP+ SM 10.3Gb/s 1.4km 1310nm | 6 |  |  | B3 NB | 6E3L18SCSFERS | RDH10265/2 | SFP+ SM 10.3Gb/s 1.4km 1310nm
TEF | 6E3L18SCSFERS | KRC161777/1 | RADIO UNIT/Radio 4480B1B3 | 3 |  |  | B3 NB | 6E3L18SCSFERS | KRC161777/1 | RADIO UNIT/Radio 4480B1B3
TEF | 6E3L18SCSFERS | RNT44737/01 | Circular Power Connector DC-C (2 wire) | 3 |  |  | B3 NB | 6E3L18SCSFERS | RNT44737/01 | Circular Power Connector DC-C (2 wire)
TEF | 6E3L18SCSFERS | BKV106246/1 | Fan tray, 24 VDC, 2.0 A, 358x29x54 mm (Radio 4480) | 3 |  |  | B3 NB | 6E3L18SCSFERS | BKV106246/1 | Fan tray, 24 VDC, 2.0 A, 358x29x54 mm (Radio 4480)
TEF | 6E3L18SCSFERS | RDH10265/2 | SFP+ SM 10.3Gb/s 1.4km 1310nm | 3 |  |  | B3 NB | 6E3L18SCSFERS | RDH10265/2 | SFP+ SM 10.3Gb/s 1.4km 1310nm
Ericsson | 6E3L18SCSFERS | RDH10265/2 | SFP+ SM 10.3Gb/s 1.4km 1310nm | 3 |  |  | B3 NB | 6E3L18SCSFERS | RDH10265/2 | SFP+ SM 10.3Gb/s 1.4km 1310nm
Ericsson | 6E3LCIDERS | SXK1253086/1 | Cable guide | 2 |  |  | B3 NB | 6E3LCIDERS | SXK1253086/1 | Cable guide
Ericsson | 6E3LCIDERS | KDV127621/11 | Baseband 6630 with fan | 2 |  |  | B3 NB | 6E3LCIDERS | KDV127621/11 | Baseband 6630 with fan
Ericsson | 6E3LCIDERS | RPM777528/02500 | ET Power cable | 2 |  |  | B3 NB | 6E3LCIDERS | RPM777528/02500 | ET Power cable
Ericsson | 6E3LCIDERS | RPM777567/05000 | Grounding Cable | 2 |  |  | B3 NB | 6E3LCIDERS | RPM777567/05000 | Grounding Cable
TEF | 6E3LCIDERS | KRC161797/1 | RADIO UNIT/Radio 2238 B8 B20 B28B | 6 |  |  | B3 NB | 6E3LCIDERS | KRC161797/1 | RADIO UNIT/Radio 2238 B8 B20 B28B
TEF | 6E3LCIDERS | RNT44737/01 | Circular Power Connector DC-C (2 wire) | 6 |  |  | B3 NB | 6E3LCIDERS | RNT44737/01 | Circular Power Connector DC-C (2 wire)
TEF | 6E3LCIDERS | RDH10265/2 | SFP+ SM 10.3Gb/s 1.4km 1310nm | 3 |  |  | B3 NB | 6E3LCIDERS | RDH10265/2 | SFP+ SM 10.3Gb/s 1.4km 1310nm
Ericsson | 6E3LCIDERS | RDH10265/2 | SFP+ SM 10.3Gb/s 1.4km 1310nm | 3 |  |  | B3 NB | 6E3LCIDERS | RDH10265/2 | SFP+ SM 10.3Gb/s 1.4km 1310nm
TEF | 6E3LCIDERS | RDH10265/2 | SFP+ SM 10.3Gb/s 1.4km 1310nm | 6 |  |  | B3 NB | 6E3LCIDERS | RDH10265/2 | SFP+ SM 10.3Gb/s 1.4km 1310nm
Ericsson | 6E3LCIDERS | RDH10265/2 | SFP+ SM 10.3Gb/s 1.4km 1310nm | 6 |  |  | B3 NB | 6E3LCIDERS | RDH10265/2 | SFP+ SM 10.3Gb/s 1.4km 1310nm
Ericsson | 6E3LCIDERS | NTB101242/1 | SAU 02 01 kit | 1 |  |  | B3 NB | 6E3LCIDERS | NTB101242/1 | SAU 02 01 kit
Ericsson | 6E3LCIDERS | RPM777429/01200 | SAU 02 Power and EC-Bus cable | 1 |  |  | B3 NB | 6E3LCIDERS | RPM777429/01200 | SAU 02 Power and EC-Bus cable
Ericsson | 6E3LCIDERS | NCD90165/1 | MODULE/GPS 04 01; GPS Receiver Unit | 1 |  |  | B3 NB | 6E3LCIDERS | NCD90165/1 | MODULE/GPS 04 01; GPS Receiver Unit
Ericsson | 6E3LCIDERS | TSR951357/1500 | CONNECTION CABLE/Jumper N(m)-SMA(m) 1.5m | 1 |  |  | B3 NB | 6E3LCIDERS | TSR951357/1500 | CONNECTION CABLE/Jumper N(m)-SMA(m) 1.5m
Ericsson | 6E3LCIDERS | RPM1136127/1000 | CABLE WITH CONNECTOR/RJ45(8)-RJ45(8) 1m | 1 |  |  | B3 NB | 6E3LCIDERS | RPM1136127/1000 | CABLE WITH CONNECTOR/RJ45(8)-RJ45(8) 1m
TEF | 6E3LCIDERS | KRE1012395/1 | ANTENNA/GPS Active Antenna | 1 |  |  | B3 NB | 6E3LCIDERS | KRE1012395/1 | ANTENNA/GPS Active Antenna
TEF | 6E3LCIDERS | SXK1091931/1 | ASSEMBLED PARTS/GPS Mount, Steel | 1 |  |  | B3 NB | 6E3LCIDERS | SXK1091931/1 | ASSEMBLED PARTS/GPS Mount, Steel
TEF | 6E3LCIDERS | RPM1191648/2 | EARTHING CABLE/16mm2,GNYE,2m,with 1 lug | 1 |  |  | B3 NB | 6E3LCIDERS | RPM1191648/2 | EARTHING CABLE/16mm2,GNYE,2m,with 1 lug
Ericsson | 6E3LCOAERS | SXK1253086/1 | Cable guide | 2 |  |  | B3 NB | 6E3LCOAERS | SXK1253086/1 | Cable guide
Ericsson | 6E3LCOAERS | KDV127621/11 | Baseband 6630 with fan | 2 |  |  | B3 NB | 6E3LCOAERS | KDV127621/11 | Baseband 6630 with fan
Ericsson | 6E3LCOAERS | RPM777528/02500 | ET Power cable | 2 |  |  | B3 NB | 6E3LCOAERS | RPM777528/02500 | ET Power cable
Ericsson | 6E3LCOAERS | RPM777567/05000 | Grounding Cable | 2 |  |  | B3 NB | 6E3LCOAERS | RPM777567/05000 | Grounding Cable
TEF | 6E3LCOAERS | KRC161797/1 | RADIO UNIT/Radio 2238 B8 B20 B28B | 6 |  |  | B3 NB | 6E3LCOAERS | KRC161797/1 | RADIO UNIT/Radio 2238 B8 B20 B28B
TEF | 6E3LCOAERS | RNT44737/01 | Circular Power Connector DC-C (2 wire) | 6 |  |  | B3 NB | 6E3LCOAERS | RNT44737/01 | Circular Power Connector DC-C (2 wire)
TEF | 6E3LCOAERS | RDH10265/2 | SFP+ SM 10.3Gb/s 1.4km 1310nm | 3 |  |  | B3 NB | 6E3LCOAERS | RDH10265/2 | SFP+ SM 10.3Gb/s 1.4km 1310nm
Ericsson | 6E3LCOAERS | RDH10265/2 | SFP+ SM 10.3Gb/s 1.4km 1310nm | 3 |  |  | B3 NB | 6E3LCOAERS | RDH10265/2 | SFP+ SM 10.3Gb/s 1.4km 1310nm
TEF | 6E3LCOAERS | RDH10265/2 | SFP+ SM 10.3Gb/s 1.4km 1310nm | 6 |  |  | B3 NB | 6E3LCOAERS | RDH10265/2 | SFP+ SM 10.3Gb/s 1.4km 1310nm
Ericsson | 6E3LCOAERS | RDH10265/2 | SFP+ SM 10.3Gb/s 1.4km 1310nm | 6 |  |  | B3 NB | 6E3LCOAERS | RDH10265/2 | SFP+ SM 10.3Gb/s 1.4km 1310nm
Ericsson | 6E3LCOAERS | NCD90165/1 | MODULE/GPS 04 01; GPS Receiver Unit | 1 |  |  | B3 NB | 6E3LCOAERS | NCD90165/1 | MODULE/GPS 04 01; GPS Receiver Unit
Ericsson | 6E3LCOAERS | TSR951357/1500 | CONNECTION CABLE/Jumper N(m)-SMA(m) 1.5m | 1 |  |  | B3 NB | 6E3LCOAERS | TSR951357/1500 | CONNECTION CABLE/Jumper N(m)-SMA(m) 1.5m
Ericsson | 6E3LCOAERS | RPM1136127/1000 | CABLE WITH CONNECTOR/RJ45(8)-RJ45(8) 1m | 1 |  |  | B3 NB | 6E3LCOAERS | RPM1136127/1000 | CABLE WITH CONNECTOR/RJ45(8)-RJ45(8) 1m
TEF | 6E3LCOAERS | KRE1012395/1 | ANTENNA/GPS Active Antenna | 1 |  |  | B3 NB | 6E3LCOAERS | KRE1012395/1 | ANTENNA/GPS Active Antenna
TEF | 6E3LCOAERS | SXK1091931/1 | ASSEMBLED PARTS/GPS Mount, Steel | 1 |  |  | B3 NB | 6E3LCOAERS | SXK1091931/1 | ASSEMBLED PARTS/GPS Mount, Steel
TEF | 6E3LCOAERS | RPM1191648/2 | EARTHING CABLE/16mm2,GNYE,2m,with 1 lug | 1 |  |  | B3 NB | 6E3LCOAERS | RPM1191648/2 | EARTHING CABLE/16mm2,GNYE,2m,with 1 lug
Ericsson | 6E3N21MMT23BB | SXK1253086/1 | Cable guide | 1 |  |  | B3 NB | 6E3N21MMT23BB | SXK1253086/1 | Cable guide
Ericsson | 6E3N21MMT23BB | KDV127621/11 | Baseband 6630 with fan | 1 |  |  | B3 NB | 6E3N21MMT23BB | KDV127621/11 | Baseband 6630 with fan
Ericsson | 6E3N21MMT23BB | RPM777526/02000 | ET Power cable | 1 |  |  | B3 NB | 6E3N21MMT23BB | RPM777526/02000 | ET Power cable
Ericsson | 6E3N21MMT23BB | RPM777567/05000 | Grounding Cable | 1 |  |  | B3 NB | 6E3N21MMT23BB | RPM777567/05000 | Grounding Cable
Ericsson | 6E3N21MMT23BB | RPM77701/02000 | Signal cable | 1 |  |  | B3 NB | 6E3N21MMT23BB | RPM77701/02000 | Signal cable
Ericsson | 6E3N21MMT23BB | RPM777274/00650 | Signal cable | 3 |  |  | B3 NB | 6E3N21MMT23BB | RPM777274/00650 | Signal cable
Ericsson | 6E3N21MMT23BB | RPM777341/01800 | Ethernet cable | 1 |  |  | B3 NB | 6E3N21MMT23BB | RPM777341/01800 | Ethernet cable
Ericsson | 6E3N21MMT23BB | RPM777417/00800 | CABLE WITH CONNECTOR/IDLE | 1 |  |  | B3 NB | 6E3N21MMT23BB | RPM777417/00800 | CABLE WITH CONNECTOR/IDLE
Ericsson | 6E3N7MMT23BB | SXK1253086/1 | Cable guide | 1 |  |  | B3 NB | 6E3N7MMT23BB | SXK1253086/1 | Cable guide
Ericsson | 6E3N7MMT23BB | KDV127621/11 | Baseband 6630 with fan | 1 |  |  | B3 NB | 6E3N7MMT23BB | KDV127621/11 | Baseband 6630 with fan
Ericsson | 6E3N7MMT23BB | RPM777528/02500 | ET Power cable | 1 |  |  | B3 NB | 6E3N7MMT23BB | RPM777528/02500 | ET Power cable
Ericsson | 6E3N7MMT23BB | RPM777567/05000 | Grounding Cable | 1 |  |  | B3 NB | 6E3N7MMT23BB | RPM777567/05000 | Grounding Cable
Ericsson | 6E3N7MMT23BB | RDH10265/2 | SFP+ SM 10.3Gb/s 1.4km 1310nm | 3 |  |  | B3 NB | 6E3N7MMT23BB | RDH10265/2 | SFP+ SM 10.3Gb/s 1.4km 1310nm
TEF | 6E3N7MMT23BB | RDH10265/2 | SFP+ SM 10.3Gb/s 1.4km 1310nm | 3 |  |  | B3 NB | 6E3N7MMT23BB | RDH10265/2 | SFP+ SM 10.3Gb/s 1.4km 1310nm
Ericsson | 6E3N7MMT23BB | RPM777341/01800 | Ethernet cable | 1 |  |  | B3 NB | 6E3N7MMT23BB | RPM777341/01800 | Ethernet cable
Ericsson | 6E3N7MMT23BB | RPM777417/00800 | CABLE WITH CONNECTOR/IDLE | 1 |  |  | B3 NB | 6E3N7MMT23BB | RPM777417/00800 | CABLE WITH CONNECTOR/IDLE
Ericsson | 6E3NRIDERS | SXK1253086/1 | Cable guide | 2 |  |  | B3 NB | 6E3NRIDERS | SXK1253086/1 | Cable guide
Ericsson | 6E3NRIDERS | KDV127621/11 | Baseband 6630 with fan | 2 |  |  | B3 NB | 6E3NRIDERS | KDV127621/11 | Baseband 6630 with fan
Ericsson | 6E3NRIDERS | RPM777528/02500 | ET Power cable | 2 |  |  | B3 NB | 6E3NRIDERS | RPM777528/02500 | ET Power cable
Ericsson | 6E3NRIDERS | RPM777567/05000 | Grounding Cable | 2 |  |  | B3 NB | 6E3NRIDERS | RPM777567/05000 | Grounding Cable
TEF | 6E3NRIDERS | KRC161797/1 | RADIO UNIT/Radio 2238 B8 B20 B28B | 3 |  |  | B3 NB | 6E3NRIDERS | KRC161797/1 | RADIO UNIT/Radio 2238 B8 B20 B28B
TEF | 6E3NRIDERS | RNT44737/01 | Circular Power Connector DC-C (2 wire) | 3 |  |  | B3 NB | 6E3NRIDERS | RNT44737/01 | Circular Power Connector DC-C (2 wire)
TEF | 6E3NRIDERS | RDH10265/2 | SFP+ SM 10.3Gb/s 1.4km 1310nm | 6 |  |  | B3 NB | 6E3NRIDERS | RDH10265/2 | SFP+ SM 10.3Gb/s 1.4km 1310nm
Ericsson | 6E3NRIDERS | RDH10265/2 | SFP+ SM 10.3Gb/s 1.4km 1310nm | 6 |  |  | B3 NB | 6E3NRIDERS | RDH10265/2 | SFP+ SM 10.3Gb/s 1.4km 1310nm
TEF | 6E3NRIDERS | KRC161549/1 | Radio 2217 B20 (800 MHz DD), 10W+10W HWAC incl. | 3 |  |  | B3 NB | 6E3NRIDERS | KRC161549/1 | Radio 2217 B20 (800 MHz DD), 10W+10W HWAC incl.
TEF | 6E3NRIDERS | RNT44737/01 | Circular Power Connector DC-C (2 wire) | 3 |  |  | B3 NB | 6E3NRIDERS | RNT44737/01 | Circular Power Connector DC-C (2 wire)
TEF | 6E3NRIDERS | RDH10247/2 | OPTICAL TRANSCEIVER/TRX SM CPRI 614.4-24 | 3 |  |  | B3 NB | 6E3NRIDERS | RDH10247/2 | OPTICAL TRANSCEIVER/TRX SM CPRI 614.4-24
Ericsson | 6E3NRIDERS | RDH10247/2 | OPTICAL TRANSCEIVER/TRX SM CPRI 614.4-24 | 3 |  |  | B3 NB | 6E3NRIDERS | RDH10247/2 | OPTICAL TRANSCEIVER/TRX SM CPRI 614.4-24
TEF | 6E3NRIDERS | KRC161635/1 | RADIO UNIT/Radio 4415 B1 | 3 |  |  | B3 NB | 6E3NRIDERS | KRC161635/1 | RADIO UNIT/Radio 4415 B1
TEF | 6E3NRIDERS | RNT44737/01 | Circular Power Connector DC-C (2 wire) | 3 |  |  | B3 NB | 6E3NRIDERS | RNT44737/01 | Circular Power Connector DC-C (2 wire)
TEF | 6E3NRIDERS | RDH10265/2 | SFP+ SM 10.3Gb/s 1.4km 1310nm | 3 |  |  | B3 NB | 6E3NRIDERS | RDH10265/2 | SFP+ SM 10.3Gb/s 1.4km 1310nm
Ericsson | 6E3NRIDERS | RDH10265/2 | SFP+ SM 10.3Gb/s 1.4km 1310nm | 3 |  |  | B3 NB | 6E3NRIDERS | RDH10265/2 | SFP+ SM 10.3Gb/s 1.4km 1310nm
Ericsson | 6E3NRIDERS | NTB101242/1 | SAU 02 01 kit | 1 |  |  | B3 NB | 6E3NRIDERS | NTB101242/1 | SAU 02 01 kit
Ericsson | 6E3NRIDERS | RPM777429/01200 | SAU 02 Power and EC-Bus cable | 1 |  |  | B3 NB | 6E3NRIDERS | RPM777429/01200 | SAU 02 Power and EC-Bus cable
Ericsson | 6E3NROAERS | SXK1253086/1 | Cable guide | 2 |  |  | B3 NB | 6E3NROAERS | SXK1253086/1 | Cable guide
Ericsson | 6E3NROAERS | KDV127621/11 | Baseband 6630 with fan | 2 |  |  | B3 NB | 6E3NROAERS | KDV127621/11 | Baseband 6630 with fan
Ericsson | 6E3NROAERS | RPM777528/02500 | ET Power cable | 2 |  |  | B3 NB | 6E3NROAERS | RPM777528/02500 | ET Power cable
Ericsson | 6E3NROAERS | RPM777567/05000 | Grounding Cable | 2 |  |  | B3 NB | 6E3NROAERS | RPM777567/05000 | Grounding Cable
TEF | 6E3NROAERS | KRC161797/1 | RADIO UNIT/Radio 2238 B8 B20 B28B | 3 |  |  | B3 NB | 6E3NROAERS | KRC161797/1 | RADIO UNIT/Radio 2238 B8 B20 B28B
TEF | 6E3NROAERS | RNT44737/01 | Circular Power Connector DC-C (2 wire) | 3 |  |  | B3 NB | 6E3NROAERS | RNT44737/01 | Circular Power Connector DC-C (2 wire)
TEF | 6E3NROAERS | RDH10265/2 | SFP+ SM 10.3Gb/s 1.4km 1310nm | 6 |  |  | B3 NB | 6E3NROAERS | RDH10265/2 | SFP+ SM 10.3Gb/s 1.4km 1310nm
Ericsson | 6E3NROAERS | RDH10265/2 | SFP+ SM 10.3Gb/s 1.4km 1310nm | 6 |  |  | B3 NB | 6E3NROAERS | RDH10265/2 | SFP+ SM 10.3Gb/s 1.4km 1310nm
TEF | 6E3NROAERS | KRC161549/1 | Radio 2217 B20 (800 MHz DD), 10W+10W HWAC incl. | 3 |  |  | B3 NB | 6E3NROAERS | KRC161549/1 | Radio 2217 B20 (800 MHz DD), 10W+10W HWAC incl.
TEF | 6E3NROAERS | RNT44737/01 | Circular Power Connector DC-C (2 wire) | 3 |  |  | B3 NB | 6E3NROAERS | RNT44737/01 | Circular Power Connector DC-C (2 wire)
TEF | 6E3NROAERS | RDH10247/2 | OPTICAL TRANSCEIVER/TRX SM CPRI 614.4-24 | 3 |  |  | B3 NB | 6E3NROAERS | RDH10247/2 | OPTICAL TRANSCEIVER/TRX SM CPRI 614.4-24
Ericsson | 6E3NROAERS | RDH10247/2 | OPTICAL TRANSCEIVER/TRX SM CPRI 614.4-24 | 3 |  |  | B3 NB | 6E3NROAERS | RDH10247/2 | OPTICAL TRANSCEIVER/TRX SM CPRI 614.4-24
TEF | 6E3NROAERS | KRC161635/1 | RADIO UNIT/Radio 4415 B1 | 3 |  |  | B3 NB | 6E3NROAERS | KRC161635/1 | RADIO UNIT/Radio 4415 B1
TEF | 6E3NROAERS | RNT44737/01 | Circular Power Connector DC-C (2 wire) | 3 |  |  | B3 NB | 6E3NROAERS | RNT44737/01 | Circular Power Connector DC-C (2 wire)
TEF | 6E3NROAERS | RDH10265/2 | SFP+ SM 10.3Gb/s 1.4km 1310nm | 3 |  |  | B3 NB | 6E3NROAERS | RDH10265/2 | SFP+ SM 10.3Gb/s 1.4km 1310nm
Ericsson | 6E3NROAERS | RDH10265/2 | SFP+ SM 10.3Gb/s 1.4km 1310nm | 3 |  |  | B3 NB | 6E3NROAERS | RDH10265/2 | SFP+ SM 10.3Gb/s 1.4km 1310nm
Ericsson | 6E3SCIDERS | SXK1253086/1 | Cable guide | 2 |  |  | B3 NB | 6E3SCIDERS | SXK1253086/1 | Cable guide
Ericsson | 6E3SCIDERS | KDV127621/11 | Baseband 6630 with fan | 2 |  |  | B3 NB | 6E3SCIDERS | KDV127621/11 | Baseband 6630 with fan
Ericsson | 6E3SCIDERS | RPM777528/02500 | ET Power cable | 2 |  |  | B3 NB | 6E3SCIDERS | RPM777528/02500 | ET Power cable
Ericsson | 6E3SCIDERS | RPM777567/05000 | Grounding Cable | 2 |  |  | B3 NB | 6E3SCIDERS | RPM777567/05000 | Grounding Cable
TEF | 6E3SCIDERS | KRC161797/1 | RADIO UNIT/Radio 2238 B8 B20 B28B | 6 |  |  | B3 NB | 6E3SCIDERS | KRC161797/1 | RADIO UNIT/Radio 2238 B8 B20 B28B
TEF | 6E3SCIDERS | RNT44737/01 | Circular Power Connector DC-C (2 wire) | 6 |  |  | B3 NB | 6E3SCIDERS | RNT44737/01 | Circular Power Connector DC-C (2 wire)
TEF | 6E3SCIDERS | RDH10265/2 | SFP+ SM 10.3Gb/s 1.4km 1310nm | 3 |  |  | B3 NB | 6E3SCIDERS | RDH10265/2 | SFP+ SM 10.3Gb/s 1.4km 1310nm
Ericsson | 6E3SCIDERS | RDH10265/2 | SFP+ SM 10.3Gb/s 1.4km 1310nm | 3 |  |  | B3 NB | 6E3SCIDERS | RDH10265/2 | SFP+ SM 10.3Gb/s 1.4km 1310nm
TEF | 6E3SCIDERS | RDH10265/2 | SFP+ SM 10.3Gb/s 1.4km 1310nm | 6 |  |  | B3 NB | 6E3SCIDERS | RDH10265/2 | SFP+ SM 10.3Gb/s 1.4km 1310nm
Ericsson | 6E3SCIDERS | RDH10265/2 | SFP+ SM 10.3Gb/s 1.4km 1310nm | 6 |  |  | B3 NB | 6E3SCIDERS | RDH10265/2 | SFP+ SM 10.3Gb/s 1.4km 1310nm
TEF | 6E3SCIDERS | KRC161635/1 | RADIO UNIT/Radio 4415 B1 | 3 |  |  | B3 NB | 6E3SCIDERS | KRC161635/1 | RADIO UNIT/Radio 4415 B1
TEF | 6E3SCIDERS | RNT44737/01 | Circular Power Connector DC-C (2 wire) | 3 |  |  | B3 NB | 6E3SCIDERS | RNT44737/01 | Circular Power Connector DC-C (2 wire)
TEF | 6E3SCIDERS | RDH10265/2 | SFP+ SM 10.3Gb/s 1.4km 1310nm | 3 |  |  | B3 NB | 6E3SCIDERS | RDH10265/2 | SFP+ SM 10.3Gb/s 1.4km 1310nm
Ericsson | 6E3SCIDERS | RDH10265/2 | SFP+ SM 10.3Gb/s 1.4km 1310nm | 3 |  |  | B3 NB | 6E3SCIDERS | RDH10265/2 | SFP+ SM 10.3Gb/s 1.4km 1310nm
Ericsson | 6E3SCIDERS | NTB101242/1 | SAU 02 01 kit | 1 |  |  | B3 NB | 6E3SCIDERS | NTB101242/1 | SAU 02 01 kit
Ericsson | 6E3SCIDERS | RPM777429/01200 | SAU 02 Power and EC-Bus cable | 1 |  |  | B3 NB | 6E3SCIDERS | RPM777429/01200 | SAU 02 Power and EC-Bus cable
Ericsson | 6E3SCOAERS | SXK1253086/1 | Cable guide | 2 |  |  | B3 NB | 6E3SCOAERS | SXK1253086/1 | Cable guide
Ericsson | 6E3SCOAERS | KDV127621/11 | Baseband 6630 with fan | 2 |  |  | B3 NB | 6E3SCOAERS | KDV127621/11 | Baseband 6630 with fan
Ericsson | 6E3SCOAERS | RPM777528/02500 | ET Power cable | 2 |  |  | B3 NB | 6E3SCOAERS | RPM777528/02500 | ET Power cable
Ericsson | 6E3SCOAERS | RPM777567/05000 | Grounding Cable | 2 |  |  | B3 NB | 6E3SCOAERS | RPM777567/05000 | Grounding Cable
TEF | 6E3SCOAERS | KRC161797/1 | RADIO UNIT/Radio 2238 B8 B20 B28B | 6 |  |  | B3 NB | 6E3SCOAERS | KRC161797/1 | RADIO UNIT/Radio 2238 B8 B20 B28B
TEF | 6E3SCOAERS | RNT44737/01 | Circular Power Connector DC-C (2 wire) | 6 |  |  | B3 NB | 6E3SCOAERS | RNT44737/01 | Circular Power Connector DC-C (2 wire)
TEF | 6E3SCOAERS | RDH10265/2 | SFP+ SM 10.3Gb/s 1.4km 1310nm | 3 |  |  | B3 NB | 6E3SCOAERS | RDH10265/2 | SFP+ SM 10.3Gb/s 1.4km 1310nm
Ericsson | 6E3SCOAERS | RDH10265/2 | SFP+ SM 10.3Gb/s 1.4km 1310nm | 3 |  |  | B3 NB | 6E3SCOAERS | RDH10265/2 | SFP+ SM 10.3Gb/s 1.4km 1310nm
TEF | 6E3SCOAERS | RDH10265/2 | SFP+ SM 10.3Gb/s 1.4km 1310nm | 6 |  |  | B3 NB | 6E3SCOAERS | RDH10265/2 | SFP+ SM 10.3Gb/s 1.4km 1310nm
Ericsson | 6E3SCOAERS | RDH10265/2 | SFP+ SM 10.3Gb/s 1.4km 1310nm | 6 |  |  | B3 NB | 6E3SCOAERS | RDH10265/2 | SFP+ SM 10.3Gb/s 1.4km 1310nm
TEF | 6E3SCOAERS | KRC161635/1 | RADIO UNIT/Radio 4415 B1 | 3 |  |  | B3 NB | 6E3SCOAERS | KRC161635/1 | RADIO UNIT/Radio 4415 B1
TEF | 6E3SCOAERS | RNT44737/01 | Circular Power Connector DC-C (2 wire) | 3 |  |  | B3 NB | 6E3SCOAERS | RNT44737/01 | Circular Power Connector DC-C (2 wire)
TEF | 6E3SCOAERS | RDH10265/2 | SFP+ SM 10.3Gb/s 1.4km 1310nm | 3 |  |  | B3 NB | 6E3SCOAERS | RDH10265/2 | SFP+ SM 10.3Gb/s 1.4km 1310nm
Ericsson | 6E3SCOAERS | RDH10265/2 | SFP+ SM 10.3Gb/s 1.4km 1310nm | 3 |  |  | B3 NB | 6E3SCOAERS | RDH10265/2 | SFP+ SM 10.3Gb/s 1.4km 1310nm
Ericsson | 6E3SCSFERS | SXK1253086/1 | Cable guide | 2 |  |  | B3 NB | 6E3SCSFERS | SXK1253086/1 | Cable guide
Ericsson | 6E3SCSFERS | KDV127621/11 | Baseband 6630 with fan | 2 |  |  | B3 NB | 6E3SCSFERS | KDV127621/11 | Baseband 6630 with fan
Ericsson | 6E3SCSFERS | RPM777528/02500 | ET Power cable | 2 |  |  | B3 NB | 6E3SCSFERS | RPM777528/02500 | ET Power cable
Ericsson | 6E3SCSFERS | RPM777567/05000 | Grounding Cable | 2 |  |  | B3 NB | 6E3SCSFERS | RPM777567/05000 | Grounding Cable
TEF | 6E3SCSFERS | KRC161797/1 | RADIO UNIT/Radio 2238 B8 B20 B28B | 6 |  |  | B3 NB | 6E3SCSFERS | KRC161797/1 | RADIO UNIT/Radio 2238 B8 B20 B28B
TEF | 6E3SCSFERS | RNT44737/01 | Circular Power Connector DC-C (2 wire) | 6 |  |  | B3 NB | 6E3SCSFERS | RNT44737/01 | Circular Power Connector DC-C (2 wire)
TEF | 6E3SCSFERS | RDH10265/2 | SFP+ SM 10.3Gb/s 1.4km 1310nm | 3 |  |  | B3 NB | 6E3SCSFERS | RDH10265/2 | SFP+ SM 10.3Gb/s 1.4km 1310nm
Ericsson | 6E3SCSFERS | RDH10265/2 | SFP+ SM 10.3Gb/s 1.4km 1310nm | 3 |  |  | B3 NB | 6E3SCSFERS | RDH10265/2 | SFP+ SM 10.3Gb/s 1.4km 1310nm
TEF | 6E3SCSFERS | RDH10265/2 | SFP+ SM 10.3Gb/s 1.4km 1310nm | 6 |  |  | B3 NB | 6E3SCSFERS | RDH10265/2 | SFP+ SM 10.3Gb/s 1.4km 1310nm
Ericsson | 6E3SCSFERS | RDH10265/2 | SFP+ SM 10.3Gb/s 1.4km 1310nm | 6 |  |  | B3 NB | 6E3SCSFERS | RDH10265/2 | SFP+ SM 10.3Gb/s 1.4km 1310nm
TEF | 6E3SCSFERS | KRC161635/1 | RADIO UNIT/Radio 4415 B1 | 3 |  |  | B3 NB | 6E3SCSFERS | KRC161635/1 | RADIO UNIT/Radio 4415 B1
TEF | 6E3SCSFERS | RNT44737/01 | Circular Power Connector DC-C (2 wire) | 3 |  |  | B3 NB | 6E3SCSFERS | RNT44737/01 | Circular Power Connector DC-C (2 wire)
TEF | 6E3SCSFERS | RDH10265/2 | SFP+ SM 10.3Gb/s 1.4km 1310nm | 3 |  |  | B3 NB | 6E3SCSFERS | RDH10265/2 | SFP+ SM 10.3Gb/s 1.4km 1310nm
Ericsson | 6E3SCSFERS | RDH10265/2 | SFP+ SM 10.3Gb/s 1.4km 1310nm | 3 |  |  | B3 NB | 6E3SCSFERS | RDH10265/2 | SFP+ SM 10.3Gb/s 1.4km 1310nm
Ericsson | 6E3IDB2T343278M | SXK1253086/1 | Cable guide | 1 |  |  | B3 NB | 6E3IDB2T343278M | SXK1253086/1 | Cable guide
Ericsson | 6E3IDB2T343278M | KDV127621/11 | Baseband 6630 with fan | 1 |  |  | B3 NB | 6E3IDB2T343278M | KDV127621/11 | Baseband 6630 with fan
Ericsson | 6E3IDB2T343278M | RPM777526/02000 | ET Power cable | 1 |  |  | B3 NB | 6E3IDB2T343278M | RPM777526/02000 | ET Power cable
Ericsson | 6E3IDB2T343278M | RPM777567/05000 | Grounding Cable | 1 |  |  | B3 NB | 6E3IDB2T343278M | RPM777567/05000 | Grounding Cable
TEF | 6E3IDB2T343278M | KRD901266/11 | AIR 3278 B78K | 3 |  |  | B3 NB | 6E3IDB2T343278M | KRD901266/11 | AIR 3278 B78K
TEF | 6E3IDB2T343278M | RNT44737/01 | Circular Power Connector DC-C (2 wire) | 3 |  |  | B3 NB | 6E3IDB2T343278M | RNT44737/01 | Circular Power Connector DC-C (2 wire)
TEF | 6E3IDB2T343278M | SXK1092016/1 | AIR Light, Wall and Pole clamp with Tilt | 3 |  |  | B3 NB | 6E3IDB2T343278M | SXK1092016/1 | AIR Light, Wall and Pole clamp with Tilt
TEF | 6E3IDB2T343278M | RDH10265/2 | SFP+ SM 10.3Gb/s 1.4km 1310nm | 6 |  |  | B3 NB | 6E3IDB2T343278M | RDH10265/2 | SFP+ SM 10.3Gb/s 1.4km 1310nm
Ericsson | 6E3IDB2T343278M | RDH10265/2 | SFP+ SM 10.3Gb/s 1.4km 1310nm | 6 |  |  | B3 NB | 6E3IDB2T343278M | RDH10265/2 | SFP+ SM 10.3Gb/s 1.4km 1310nm
Ericsson | 6E3IDB2T343278M | RPM2533512/2000 | Optical fibre cable, single mode, LCD - LCD | 1 |  |  | B3 NB | 6E3IDB2T343278M | RPM2533512/2000 | Optical fibre cable, single mode, LCD - LCD
Ericsson | 6E3IDB2T343278M | RDH10265/2 | SFP+ SM 10.3Gb/s 1.4km 1310nm | 3 |  |  | B3 NB | 6E3IDB2T343278M | RDH10265/2 | SFP+ SM 10.3Gb/s 1.4km 1310nm
Ericsson | 6E3IDB2T343278M | RPM1136127/1000 | CABLE WITH CONNECTOR/RJ45(8)-RJ45(8) 1m | 1 |  |  | B3 NB | 6E3IDB2T343278M | RPM1136127/1000 | CABLE WITH CONNECTOR/RJ45(8)-RJ45(8) 1m
Ericsson | 6E3IDB2T343278M | RPM77701/02000 | Signal Cable | 1 |  |  | B3 NB | 6E3IDB2T343278M | RPM77701/02000 | Signal Cable
Ericsson | 6E3IDB2T343278M | RPM777417/00800 | CABLE WITH CONNECTOR/IDLE | 1 |  |  | B3 NB | 6E3IDB2T343278M | RPM777417/00800 | CABLE WITH CONNECTOR/IDLE
Ericsson | 6E2IDB2T343278M | SXK1253086/1 | Cable guide | 1 |  |  | B3 NB | 6E2IDB2T343278M | SXK1253086/1 | Cable guide
Ericsson | 6E2IDB2T343278M | KDV127621/11 | Baseband 6630 with fan | 1 |  |  | B3 NB | 6E2IDB2T343278M | KDV127621/11 | Baseband 6630 with fan
Ericsson | 6E2IDB2T343278M | RPM777526/02000 | ET Power cable | 1 |  |  | B3 NB | 6E2IDB2T343278M | RPM777526/02000 | ET Power cable
Ericsson | 6E2IDB2T343278M | RPM777567/05000 | Grounding Cable | 1 |  |  | B3 NB | 6E2IDB2T343278M | RPM777567/05000 | Grounding Cable
TEF | 6E2IDB2T343278M | KRD901266/11 | AIR 3278 B78K | 2 |  |  | B3 NB | 6E2IDB2T343278M | KRD901266/11 | AIR 3278 B78K
TEF | 6E2IDB2T343278M | RNT44737/01 | Circular Power Connector DC-C (2 wire) | 2 |  |  | B3 NB | 6E2IDB2T343278M | RNT44737/01 | Circular Power Connector DC-C (2 wire)
TEF | 6E2IDB2T343278M | SXK1092016/1 | AIR Light, Wall and Pole clamp with Tilt | 2 |  |  | B3 NB | 6E2IDB2T343278M | SXK1092016/1 | AIR Light, Wall and Pole clamp with Tilt
TEF | 6E2IDB2T343278M | RDH10265/2 | SFP+ SM 10.3Gb/s 1.4km 1310nm | 4 |  |  | B3 NB | 6E2IDB2T343278M | RDH10265/2 | SFP+ SM 10.3Gb/s 1.4km 1310nm
Ericsson | 6E2IDB2T343278M | RDH10265/2 | SFP+ SM 10.3Gb/s 1.4km 1310nm | 4 |  |  | B3 NB | 6E2IDB2T343278M | RDH10265/2 | SFP+ SM 10.3Gb/s 1.4km 1310nm
Ericsson | 6E2IDB2T343278M | RPM2533512/2000 | Optical fibre cable, single mode, LCD - LCD | 1 |  |  | B3 NB | 6E2IDB2T343278M | RPM2533512/2000 | Optical fibre cable, single mode, LCD - LCD
Ericsson | 6E2IDB2T343278M | RDH10265/2 | SFP+ SM 10.3Gb/s 1.4km 1310nm | 3 |  |  | B3 NB | 6E2IDB2T343278M | RDH10265/2 | SFP+ SM 10.3Gb/s 1.4km 1310nm
Ericsson | 6E2IDB2T343278M | RPM1136127/1000 | CABLE WITH CONNECTOR/RJ45(8)-RJ45(8) 1m | 1 |  |  | B3 NB | 6E2IDB2T343278M | RPM1136127/1000 | CABLE WITH CONNECTOR/RJ45(8)-RJ45(8) 1m
Ericsson | 6E2IDB2T343278M | RPM77701/02000 | Signal Cable | 1 |  |  | B3 NB | 6E2IDB2T343278M | RPM77701/02000 | Signal Cable
Ericsson | 6E2IDB2T343278M | RPM777417/00800 | CABLE WITH CONNECTOR/IDLE | 1 |  |  | B3 NB | 6E2IDB2T343278M | RPM777417/00800 | CABLE WITH CONNECTOR/IDLE
Ericsson | 6E3IDB3T34V3278M | SXK1253086/1 | Cable guide | 1 |  |  | B3 NB | 6E3IDB3T34V3278M | SXK1253086/1 | Cable guide
Ericsson | 6E3IDB3T34V3278M | KDV127621/11 | Baseband 6630 with fan | 1 |  |  | B3 NB | 6E3IDB3T34V3278M | KDV127621/11 | Baseband 6630 with fan
Ericsson | 6E3IDB3T34V3278M | RPM777526/02000 | ET Power cable | 1 |  |  | B3 NB | 6E3IDB3T34V3278M | RPM777526/02000 | ET Power cable
Ericsson | 6E3IDB3T34V3278M | RPM777567/05000 | Grounding Cable | 1 |  |  | B3 NB | 6E3IDB3T34V3278M | RPM777567/05000 | Grounding Cable
Ericsson | 6E3IDB3T34V3278M | RPM2533512/2000 | Optical fibre cable, single mode, LCD - LCD | 1 |  |  | B3 NB | 6E3IDB3T34V3278M | RPM2533512/2000 | Optical fibre cable, single mode, LCD - LCD
Ericsson | 6E3IDB3T34V3278M | RDH10265/2 | SFP+ SM 10.3Gb/s 1.4km 1310nm | 3 |  |  | B3 NB | 6E3IDB3T34V3278M | RDH10265/2 | SFP+ SM 10.3Gb/s 1.4km 1310nm
Ericsson | 6E3IDB3T34V3278M | RPM77701/02000 | Signal cable | 1 |  |  | B3 NB | 6E3IDB3T34V3278M | RPM77701/02000 | Signal cable
Ericsson | 6E3IDB3T34V3278M | NTB101512/1 | GPS out Splitter | 1 |  |  | B3 NB | 6E3IDB3T34V3278M | NTB101512/1 | GPS out Splitter
Ericsson | 6E3IDB3T34V3278M | RPM1136127/1000 | CABLE WITH CONNECTOR/RJ45(8)-RJ45(8) 1m | 2 |  |  | B3 NB | 6E3IDB3T34V3278M | RPM1136127/1000 | CABLE WITH CONNECTOR/RJ45(8)-RJ45(8) 1m
Ericsson | 6E3IDB3T34V3278M | RPM777417/00800 | CABLE WITH CONNECTOR/IDLE | 1 |  |  | B3 NB | 6E3IDB3T34V3278M | RPM777417/00800 | CABLE WITH CONNECTOR/IDLE
Ericsson | 6E2IDB3T34V3278M | SXK1253086/1 | Cable guide | 1 |  |  | B3 NB | 6E2IDB3T34V3278M | SXK1253086/1 | Cable guide
Ericsson | 6E2IDB3T34V3278M | KDV127621/11 | Baseband 6630 with fan | 1 |  |  | B3 NB | 6E2IDB3T34V3278M | KDV127621/11 | Baseband 6630 with fan
Ericsson | 6E2IDB3T34V3278M | RPM777526/02000 | ET Power cable | 1 |  |  | B3 NB | 6E2IDB3T34V3278M | RPM777526/02000 | ET Power cable
Ericsson | 6E2IDB3T34V3278M | RPM777567/05000 | Grounding Cable | 1 |  |  | B3 NB | 6E2IDB3T34V3278M | RPM777567/05000 | Grounding Cable
Ericsson | 6E2IDB3T34V3278M | RPM2533512/2000 | Optical fibre cable, single mode, LCD - LCD | 1 |  |  | B3 NB | 6E2IDB3T34V3278M | RPM2533512/2000 | Optical fibre cable, single mode, LCD - LCD
Ericsson | 6E2IDB3T34V3278M | RDH10265/2 | SFP+ SM 10.3Gb/s 1.4km 1310nm | 3 |  |  | B3 NB | 6E2IDB3T34V3278M | RDH10265/2 | SFP+ SM 10.3Gb/s 1.4km 1310nm
Ericsson | 6E2IDB3T34V3278M | RPM77701/02000 | Signal cable | 1 |  |  | B3 NB | 6E2IDB3T34V3278M | RPM77701/02000 | Signal cable
Ericsson | 6E2IDB3T34V3278M | NTB101512/1 | GPS out Splitter | 1 |  |  | B3 NB | 6E2IDB3T34V3278M | NTB101512/1 | GPS out Splitter
Ericsson | 6E2IDB3T34V3278M | RPM1136127/1000 | CABLE WITH CONNECTOR/RJ45(8)-RJ45(8) 1m | 2 |  |  | B3 NB | 6E2IDB3T34V3278M | RPM1136127/1000 | CABLE WITH CONNECTOR/RJ45(8)-RJ45(8) 1m
Ericsson | 6E2IDB3T34V3278M | RPM777417/00800 | CABLE WITH CONNECTOR/IDLE | 1 |  |  | B3 NB | 6E2IDB3T34V3278M | RPM777417/00800 | CABLE WITH CONNECTOR/IDLE
Ericsson | 1E3HC6201IDB1B3UG | KDV127621/11 | Baseband 6630 with fan | 2 |  |  | B1-B3 | 1E3HC6201IDB1B3UG | KDV127621/11 | Baseband 6630 with fan
Ericsson | 1E3HC6201IDB1B3UG | RPM777526/02000 | ET Power cable | 2 |  |  | B1-B3 | 1E3HC6201IDB1B3UG | RPM777526/02000 | ET Power cable
Ericsson | 1E3HC6201IDB1B3UG | RPM777567/05000 | Grounding Cable | 2 |  |  | B1-B3 | 1E3HC6201IDB1B3UG | RPM777567/05000 | Grounding Cable
Ericsson | 1E3HC6201IDB1B3UG | SXK1253086/1 | Cable guide | 2 |  |  | B1-B3 | 1E3HC6201IDB1B3UG | SXK1253086/1 | Cable guide
TEF | 1E3HC6201IDB1B3UG | KRC161797/1 | RADIO UNIT/Radio 2238 B8 B20 B28B | 3 |  |  | B1-B3 | 1E3HC6201IDB1B3UG | KRC161797/1 | RADIO UNIT/Radio 2238 B8 B20 B28B
TEF | 1E3HC6201IDB1B3UG | RNT44737/01 | Circular Power Connector DC-C (2 wire) | 3 |  |  | B1-B3 | 1E3HC6201IDB1B3UG | RNT44737/01 | Circular Power Connector DC-C (2 wire)
TEF | 1E3HC6201IDB1B3UG | RDH10265/2 | SFP+ SM 10.3Gb/s 1.4km 1310nm | 6 |  |  | B1-B3 | 1E3HC6201IDB1B3UG | RDH10265/2 | SFP+ SM 10.3Gb/s 1.4km 1310nm
Ericsson | 1E3HC6201IDB1B3UG | RDH10265/2 | SFP+ SM 10.3Gb/s 1.4km 1310nm | 6 |  |  | B1-B3 | 1E3HC6201IDB1B3UG | RDH10265/2 | SFP+ SM 10.3Gb/s 1.4km 1310nm
TEF | 1E3HC6201IDB1B3UG | KRC161635/1 | RADIO UNIT/Radio 4415 B1 | 3 |  |  | B1-B3 | 1E3HC6201IDB1B3UG | KRC161635/1 | RADIO UNIT/Radio 4415 B1
TEF | 1E3HC6201IDB1B3UG | RNT44737/01 | Circular Power Connector DC-C (2 wire) | 3 |  |  | B1-B3 | 1E3HC6201IDB1B3UG | RNT44737/01 | Circular Power Connector DC-C (2 wire)
Ericsson | 1E3HC6201IDB1B3UG | RDH10265/2 | SFP+ SM 10.3Gb/s 1.4km 1310nm | 6 |  |  | B1-B3 | 1E3HC6201IDB1B3UG | RDH10265/2 | SFP+ SM 10.3Gb/s 1.4km 1310nm
TEF | 1E3HC6201IDB1B3UG | RDH10265/2 | SFP+ SM 10.3Gb/s 1.4km 1310nm | 6 |  |  | B1-B3 | 1E3HC6201IDB1B3UG | RDH10265/2 | SFP+ SM 10.3Gb/s 1.4km 1310nm
Ericsson | 1E3HC6201IDB1B3UG | RPM777211/01800 | CABLE WITH CONNECTOR/SIGNAL CABLE | 6 |  |  | B1-B3 | 1E3HC6201IDB1B3UG | RPM777211/01800 | CABLE WITH CONNECTOR/SIGNAL CABLE
Ericsson | 1E3HC6201IDB1B3UG | RPM777279/00650 | SIGNAL CABLE | 1 |  |  | B1-B3 | 1E3HC6201IDB1B3UG | RPM777279/00650 | SIGNAL CABLE
Ericsson | 1E3HC6201IDB1B3UG | SXA1342193/1 | MECHANICAL COMPONENT/Dummy 62 | 3 |  |  | B1-B3 | 1E3HC6201IDB1B3UG | SXA1342193/1 | MECHANICAL COMPONENT/Dummy 62
Ericsson | 1E3HC6201IDB1B3UG | SXA1342193/2 | MECHANICAL COMPONENT/Dummy 31 | 2 |  |  | B1-B3 | 1E3HC6201IDB1B3UG | SXA1342193/2 | MECHANICAL COMPONENT/Dummy 31
Ericsson | 1E3MC6201IDB1B3UG | KDV127621/11 | Baseband 6630 with fan | 2 |  |  | B1-B3 | 1E3MC6201IDB1B3UG | KDV127621/11 | Baseband 6630 with fan
Ericsson | 1E3MC6201IDB1B3UG | RPM777526/02000 | ET Power cable | 2 |  |  | B1-B3 | 1E3MC6201IDB1B3UG | RPM777526/02000 | ET Power cable
Ericsson | 1E3MC6201IDB1B3UG | RPM777567/05000 | Grounding Cable | 2 |  |  | B1-B3 | 1E3MC6201IDB1B3UG | RPM777567/05000 | Grounding Cable
Ericsson | 1E3MC6201IDB1B3UG | SXK1253086/1 | Cable guide | 2 |  |  | B1-B3 | 1E3MC6201IDB1B3UG | SXK1253086/1 | Cable guide
TEF | 1E3MC6201IDB1B3UG | KRC161797/1 | RADIO UNIT/Radio 2238 B8 B20 B28B | 3 |  |  | B1-B3 | 1E3MC6201IDB1B3UG | KRC161797/1 | RADIO UNIT/Radio 2238 B8 B20 B28B
TEF | 1E3MC6201IDB1B3UG | RNT44737/01 | Circular Power Connector DC-C (2 wire) | 3 |  |  | B1-B3 | 1E3MC6201IDB1B3UG | RNT44737/01 | Circular Power Connector DC-C (2 wire)
TEF | 1E3MC6201IDB1B3UG | RDH10265/2 | SFP+ SM 10.3Gb/s 1.4km 1310nm | 6 |  |  | B1-B3 | 1E3MC6201IDB1B3UG | RDH10265/2 | SFP+ SM 10.3Gb/s 1.4km 1310nm
Ericsson | 1E3MC6201IDB1B3UG | RDH10265/2 | SFP+ SM 10.3Gb/s 1.4km 1310nm | 6 |  |  | B1-B3 | 1E3MC6201IDB1B3UG | RDH10265/2 | SFP+ SM 10.3Gb/s 1.4km 1310nm
TEF | 1E3MC6201IDB1B3UG | KRC161635/1 | RADIO UNIT/Radio 4415 B1 | 3 |  |  | B1-B3 | 1E3MC6201IDB1B3UG | KRC161635/1 | RADIO UNIT/Radio 4415 B1
TEF | 1E3MC6201IDB1B3UG | RNT44737/01 | Circular Power Connector DC-C (2 wire) | 3 |  |  | B1-B3 | 1E3MC6201IDB1B3UG | RNT44737/01 | Circular Power Connector DC-C (2 wire)
Ericsson | 1E3MC6201IDB1B3UG | RDH10265/2 | SFP+ SM 10.3Gb/s 1.4km 1310nm | 6 |  |  | B1-B3 | 1E3MC6201IDB1B3UG | RDH10265/2 | SFP+ SM 10.3Gb/s 1.4km 1310nm
TEF | 1E3MC6201IDB1B3UG | RDH10265/2 | SFP+ SM 10.3Gb/s 1.4km 1310nm | 6 |  |  | B1-B3 | 1E3MC6201IDB1B3UG | RDH10265/2 | SFP+ SM 10.3Gb/s 1.4km 1310nm
Ericsson | 1E3MC6201IDB1B3UG | RPM777211/01800 | CABLE WITH CONNECTOR/SIGNAL CABLE | 6 |  |  | B1-B3 | 1E3MC6201IDB1B3UG | RPM777211/01800 | CABLE WITH CONNECTOR/SIGNAL CABLE
Ericsson | 1E3MC6201IDB1B3UG | RPM777279/00650 | SIGNAL CABLE | 1 |  |  | B1-B3 | 1E3MC6201IDB1B3UG | RPM777279/00650 | SIGNAL CABLE
Ericsson | 1E3MC6201IDB1B3UG | SXA1342193/1 | MECHANICAL COMPONENT/Dummy 62 | 3 |  |  | B1-B3 | 1E3MC6201IDB1B3UG | SXA1342193/1 | MECHANICAL COMPONENT/Dummy 62
Ericsson | 1E3MC6201IDB1B3UG | SXA1342193/2 | MECHANICAL COMPONENT/Dummy 31 | 2 |  |  | B1-B3 | 1E3MC6201IDB1B3UG | SXA1342193/2 | MECHANICAL COMPONENT/Dummy 31
Ericsson | 1E3HC6201IDB1B3UGL21AD6 | KDV127621/11 | Baseband 6630 with fan | 2 |  |  | B1-B3 | 1E3HC6201IDB1B3UGL21AD6 | KDV127621/11 | Baseband 6630 with fan
Ericsson | 1E3HC6201IDB1B3UGL21AD6 | RPM777526/02000 | ET Power cable | 2 |  |  | B1-B3 | 1E3HC6201IDB1B3UGL21AD6 | RPM777526/02000 | ET Power cable
Ericsson | 1E3HC6201IDB1B3UGL21AD6 | RPM777567/05000 | Grounding Cable | 2 |  |  | B1-B3 | 1E3HC6201IDB1B3UGL21AD6 | RPM777567/05000 | Grounding Cable
Ericsson | 1E3HC6201IDB1B3UGL21AD6 | SXK1253086/1 | Cable guide | 2 |  |  | B1-B3 | 1E3HC6201IDB1B3UGL21AD6 | SXK1253086/1 | Cable guide
TEF | 1E3HC6201IDB1B3UGL21AD6 | KRC161797/1 | RADIO UNIT/Radio 2238 B8 B20 B28B | 3 |  |  | B1-B3 | 1E3HC6201IDB1B3UGL21AD6 | KRC161797/1 | RADIO UNIT/Radio 2238 B8 B20 B28B
TEF | 1E3HC6201IDB1B3UGL21AD6 | RNT44737/01 | Circular Power Connector DC-C (2 wire) | 3 |  |  | B1-B3 | 1E3HC6201IDB1B3UGL21AD6 | RNT44737/01 | Circular Power Connector DC-C (2 wire)
TEF | 1E3HC6201IDB1B3UGL21AD6 | RDH10265/2 | SFP+ SM 10.3Gb/s 1.4km 1310nm | 6 |  |  | B1-B3 | 1E3HC6201IDB1B3UGL21AD6 | RDH10265/2 | SFP+ SM 10.3Gb/s 1.4km 1310nm
Ericsson | 1E3HC6201IDB1B3UGL21AD6 | RDH10265/2 | SFP+ SM 10.3Gb/s 1.4km 1310nm | 6 |  |  | B1-B3 | 1E3HC6201IDB1B3UGL21AD6 | RDH10265/2 | SFP+ SM 10.3Gb/s 1.4km 1310nm
TEF | 1E3HC6201IDB1B3UGL21AD6 | KRC161635/1 | RADIO UNIT/Radio 4415 B1 | 3 |  |  | B1-B3 | 1E3HC6201IDB1B3UGL21AD6 | KRC161635/1 | RADIO UNIT/Radio 4415 B1
TEF | 1E3HC6201IDB1B3UGL21AD6 | RNT44737/01 | Circular Power Connector DC-C (2 wire) | 3 |  |  | B1-B3 | 1E3HC6201IDB1B3UGL21AD6 | RNT44737/01 | Circular Power Connector DC-C (2 wire)
Ericsson | 1E3HC6201IDB1B3UGL21AD6 | RDH10265/2 | SFP+ SM 10.3Gb/s 1.4km 1310nm | 6 |  |  | B1-B3 | 1E3HC6201IDB1B3UGL21AD6 | RDH10265/2 | SFP+ SM 10.3Gb/s 1.4km 1310nm
TEF | 1E3HC6201IDB1B3UGL21AD6 | RDH10265/2 | SFP+ SM 10.3Gb/s 1.4km 1310nm | 6 |  |  | B1-B3 | 1E3HC6201IDB1B3UGL21AD6 | RDH10265/2 | SFP+ SM 10.3Gb/s 1.4km 1310nm
Ericsson | 1E3HC6201IDB1B3UGL21AD6 | RPM777211/01800 | CABLE WITH CONNECTOR/SIGNAL CABLE | 6 |  |  | B1-B3 | 1E3HC6201IDB1B3UGL21AD6 | RPM777211/01800 | CABLE WITH CONNECTOR/SIGNAL CABLE
Ericsson | 1E3HC6201IDB1B3UGL21AD6 | RPM777279/00650 | SIGNAL CABLE | 1 |  |  | B1-B3 | 1E3HC6201IDB1B3UGL21AD6 | RPM777279/00650 | SIGNAL CABLE
Ericsson | 1E3HC6201IDB1B3UGL21AD6 | SXA1342193/1 | MECHANICAL COMPONENT/Dummy 62 | 3 |  |  | B1-B3 | 1E3HC6201IDB1B3UGL21AD6 | SXA1342193/1 | MECHANICAL COMPONENT/Dummy 62
Ericsson | 1E3HC6201IDB1B3UGL21AD6 | SXA1342193/2 | MECHANICAL COMPONENT/Dummy 31 | 2 |  |  | B1-B3 | 1E3HC6201IDB1B3UGL21AD6 | SXA1342193/2 | MECHANICAL COMPONENT/Dummy 31
Ericsson | 1E3MC6201IDB1B3UGL21SW6 | KDV127621/11 | Baseband 6630 with fan | 2 |  |  | B1-B3 | 1E3MC6201IDB1B3UGL21SW6 | KDV127621/11 | Baseband 6630 with fan
Ericsson | 1E3MC6201IDB1B3UGL21SW6 | RPM777526/02000 | ET Power cable | 2 |  |  | B1-B3 | 1E3MC6201IDB1B3UGL21SW6 | RPM777526/02000 | ET Power cable
Ericsson | 1E3MC6201IDB1B3UGL21SW6 | RPM777567/05000 | Grounding Cable | 2 |  |  | B1-B3 | 1E3MC6201IDB1B3UGL21SW6 | RPM777567/05000 | Grounding Cable
Ericsson | 1E3MC6201IDB1B3UGL21SW6 | SXK1253086/1 | Cable guide | 2 |  |  | B1-B3 | 1E3MC6201IDB1B3UGL21SW6 | SXK1253086/1 | Cable guide
TEF | 1E3MC6201IDB1B3UGL21SW6 | KRC161797/1 | RADIO UNIT/Radio 2238 B8 B20 B28B | 3 |  |  | B1-B3 | 1E3MC6201IDB1B3UGL21SW6 | KRC161797/1 | RADIO UNIT/Radio 2238 B8 B20 B28B
TEF | 1E3MC6201IDB1B3UGL21SW6 | RNT44737/01 | Circular Power Connector DC-C (2 wire) | 3 |  |  | B1-B3 | 1E3MC6201IDB1B3UGL21SW6 | RNT44737/01 | Circular Power Connector DC-C (2 wire)
TEF | 1E3MC6201IDB1B3UGL21SW6 | RDH10265/2 | SFP+ SM 10.3Gb/s 1.4km 1310nm | 6 |  |  | B1-B3 | 1E3MC6201IDB1B3UGL21SW6 | RDH10265/2 | SFP+ SM 10.3Gb/s 1.4km 1310nm
Ericsson | 1E3MC6201IDB1B3UGL21SW6 | RDH10265/2 | SFP+ SM 10.3Gb/s 1.4km 1310nm | 6 |  |  | B1-B3 | 1E3MC6201IDB1B3UGL21SW6 | RDH10265/2 | SFP+ SM 10.3Gb/s 1.4km 1310nm
TEF | 1E3MC6201IDB1B3UGL21SW6 | KRC161635/1 | RADIO UNIT/Radio 4415 B1 | 3 |  |  | B1-B3 | 1E3MC6201IDB1B3UGL21SW6 | KRC161635/1 | RADIO UNIT/Radio 4415 B1
TEF | 1E3MC6201IDB1B3UGL21SW6 | RNT44737/01 | Circular Power Connector DC-C (2 wire) | 3 |  |  | B1-B3 | 1E3MC6201IDB1B3UGL21SW6 | RNT44737/01 | Circular Power Connector DC-C (2 wire)
Ericsson | 1E3MC6201IDB1B3UGL21SW6 | RDH10265/2 | SFP+ SM 10.3Gb/s 1.4km 1310nm | 6 |  |  | B1-B3 | 1E3MC6201IDB1B3UGL21SW6 | RDH10265/2 | SFP+ SM 10.3Gb/s 1.4km 1310nm
TEF | 1E3MC6201IDB1B3UGL21SW6 | RDH10265/2 | SFP+ SM 10.3Gb/s 1.4km 1310nm | 6 |  |  | B1-B3 | 1E3MC6201IDB1B3UGL21SW6 | RDH10265/2 | SFP+ SM 10.3Gb/s 1.4km 1310nm
Ericsson | 1E3MC6201IDB1B3UGL21SW6 | RPM777211/01800 | CABLE WITH CONNECTOR/SIGNAL CABLE | 6 |  |  | B1-B3 | 1E3MC6201IDB1B3UGL21SW6 | RPM777211/01800 | CABLE WITH CONNECTOR/SIGNAL CABLE
Ericsson | 1E3MC6201IDB1B3UGL21SW6 | RPM777279/00650 | SIGNAL CABLE | 1 |  |  | B1-B3 | 1E3MC6201IDB1B3UGL21SW6 | RPM777279/00650 | SIGNAL CABLE
Ericsson | 1E3MC6201IDB1B3UGL21SW6 | SXA1342193/1 | MECHANICAL COMPONENT/Dummy 62 | 3 |  |  | B1-B3 | 1E3MC6201IDB1B3UGL21SW6 | SXA1342193/1 | MECHANICAL COMPONENT/Dummy 62
Ericsson | 1E3MC6201IDB1B3UGL21SW6 | SXA1342193/2 | MECHANICAL COMPONENT/Dummy 31 | 2 |  |  | B1-B3 | 1E3MC6201IDB1B3UGL21SW6 | SXA1342193/2 | MECHANICAL COMPONENT/Dummy 31
Ericsson | E3HC6201IDB1B3UG | KDV127621/11 | Baseband 6630 with fan | 2 |  |  | B1-B3 | E3HC6201IDB1B3UG | KDV127621/11 | Baseband 6630 with fan
Ericsson | E3HC6201IDB1B3UG | RPM777526/02000 | ET Power cable | 2 |  |  | B1-B3 | E3HC6201IDB1B3UG | RPM777526/02000 | ET Power cable
Ericsson | E3HC6201IDB1B3UG | RPM777567/05000 | Grounding Cable | 2 |  |  | B1-B3 | E3HC6201IDB1B3UG | RPM777567/05000 | Grounding Cable
Ericsson | E3HC6201IDB1B3UG | SXK1253086/1 | Cable guide | 2 |  |  | B1-B3 | E3HC6201IDB1B3UG | SXK1253086/1 | Cable guide
TEF | E3HC6201IDB1B3UG | KRC161797/1 | RADIO UNIT/Radio 2238 B8 B20 B28B | 3 |  |  | B1-B3 | E3HC6201IDB1B3UG | KRC161797/1 | RADIO UNIT/Radio 2238 B8 B20 B28B
TEF | E3HC6201IDB1B3UG | RNT44737/01 | Circular Power Connector DC-C (2 wire) | 3 |  |  | B1-B3 | E3HC6201IDB1B3UG | RNT44737/01 | Circular Power Connector DC-C (2 wire)
TEF | E3HC6201IDB1B3UG | RDH10265/2 | SFP+ SM 10.3Gb/s 1.4km 1310nm | 6 |  |  | B1-B3 | E3HC6201IDB1B3UG | RDH10265/2 | SFP+ SM 10.3Gb/s 1.4km 1310nm
Ericsson | E3HC6201IDB1B3UG | RDH10265/2 | SFP+ SM 10.3Gb/s 1.4km 1310nm | 6 |  |  | B1-B3 | E3HC6201IDB1B3UG | RDH10265/2 | SFP+ SM 10.3Gb/s 1.4km 1310nm
TEF | E3HC6201IDB1B3UG | KRC161635/1 | RADIO UNIT/Radio 4415 B1 | 3 |  |  | B1-B3 | E3HC6201IDB1B3UG | KRC161635/1 | RADIO UNIT/Radio 4415 B1
TEF | E3HC6201IDB1B3UG | RNT44737/01 | Circular Power Connector DC-C (2 wire) | 3 |  |  | B1-B3 | E3HC6201IDB1B3UG | RNT44737/01 | Circular Power Connector DC-C (2 wire)
Ericsson | E3HC6201IDB1B3UG | RDH10265/2 | SFP+ SM 10.3Gb/s 1.4km 1310nm | 6 |  |  | B1-B3 | E3HC6201IDB1B3UG | RDH10265/2 | SFP+ SM 10.3Gb/s 1.4km 1310nm
TEF | E3HC6201IDB1B3UG | RDH10265/2 | SFP+ SM 10.3Gb/s 1.4km 1310nm | 6 |  |  | B1-B3 | E3HC6201IDB1B3UG | RDH10265/2 | SFP+ SM 10.3Gb/s 1.4km 1310nm
Ericsson | E3HC6201IDB1B3UG | RPM777211/01800 | CABLE WITH CONNECTOR/SIGNAL CABLE | 6 |  |  | B1-B3 | E3HC6201IDB1B3UG | RPM777211/01800 | CABLE WITH CONNECTOR/SIGNAL CABLE
Ericsson | E3HC6201IDB1B3UG | RPM777279/00650 | SIGNAL CABLE | 1 |  |  | B1-B3 | E3HC6201IDB1B3UG | RPM777279/00650 | SIGNAL CABLE
Ericsson | E3HC6201IDB1B3UG | KDU127174/3 | PROCESSOR UNIT/DUW 31 01;Digital Unit | 1 |  |  | B1-B3 | E3HC6201IDB1B3UG | KDU127174/3 | PROCESSOR UNIT/DUW 31 01;Digital Unit
Ericsson | E3HC6201IDB1B3UG | RPM777341/01800 | Ethernet cable | 1 |  |  | B1-B3 | E3HC6201IDB1B3UG | RPM777341/01800 | Ethernet cable
Ericsson | E3HC6201IDB1B3UG | SXA1342193/1 | MECHANICAL COMPONENT/Dummy 62 | 3 |  |  | B1-B3 | E3HC6201IDB1B3UG | SXA1342193/1 | MECHANICAL COMPONENT/Dummy 62
Ericsson | E3HC6201IDB1B3UG | SXA1342193/2 | MECHANICAL COMPONENT/Dummy 31 | 2 |  |  | B1-B3 | E3HC6201IDB1B3UG | SXA1342193/2 | MECHANICAL COMPONENT/Dummy 31
Ericsson | E3MC6201IDB1B3UG | KDV127621/11 | Baseband 6630 with fan | 2 |  |  | B1-B3 | E3MC6201IDB1B3UG | KDV127621/11 | Baseband 6630 with fan
Ericsson | E3MC6201IDB1B3UG | RPM777526/02000 | ET Power cable | 2 |  |  | B1-B3 | E3MC6201IDB1B3UG | RPM777526/02000 | ET Power cable
Ericsson | E3MC6201IDB1B3UG | RPM777567/05000 | Grounding Cable | 2 |  |  | B1-B3 | E3MC6201IDB1B3UG | RPM777567/05000 | Grounding Cable
Ericsson | E3MC6201IDB1B3UG | SXK1253086/1 | Cable guide | 2 |  |  | B1-B3 | E3MC6201IDB1B3UG | SXK1253086/1 | Cable guide
TEF | E3MC6201IDB1B3UG | KRC161797/1 | RADIO UNIT/Radio 2238 B8 B20 B28B | 3 |  |  | B1-B3 | E3MC6201IDB1B3UG | KRC161797/1 | RADIO UNIT/Radio 2238 B8 B20 B28B
TEF | E3MC6201IDB1B3UG | RNT44737/01 | Circular Power Connector DC-C (2 wire) | 3 |  |  | B1-B3 | E3MC6201IDB1B3UG | RNT44737/01 | Circular Power Connector DC-C (2 wire)
TEF | E3MC6201IDB1B3UG | RDH10265/2 | SFP+ SM 10.3Gb/s 1.4km 1310nm | 6 |  |  | B1-B3 | E3MC6201IDB1B3UG | RDH10265/2 | SFP+ SM 10.3Gb/s 1.4km 1310nm
Ericsson | E3MC6201IDB1B3UG | RDH10265/2 | SFP+ SM 10.3Gb/s 1.4km 1310nm | 6 |  |  | B1-B3 | E3MC6201IDB1B3UG | RDH10265/2 | SFP+ SM 10.3Gb/s 1.4km 1310nm
TEF | E3MC6201IDB1B3UG | KRC161635/1 | RADIO UNIT/Radio 4415 B1 | 3 |  |  | B1-B3 | E3MC6201IDB1B3UG | KRC161635/1 | RADIO UNIT/Radio 4415 B1
TEF | E3MC6201IDB1B3UG | RNT44737/01 | Circular Power Connector DC-C (2 wire) | 3 |  |  | B1-B3 | E3MC6201IDB1B3UG | RNT44737/01 | Circular Power Connector DC-C (2 wire)
Ericsson | E3MC6201IDB1B3UG | RDH10265/2 | SFP+ SM 10.3Gb/s 1.4km 1310nm | 6 |  |  | B1-B3 | E3MC6201IDB1B3UG | RDH10265/2 | SFP+ SM 10.3Gb/s 1.4km 1310nm
TEF | E3MC6201IDB1B3UG | RDH10265/2 | SFP+ SM 10.3Gb/s 1.4km 1310nm | 6 |  |  | B1-B3 | E3MC6201IDB1B3UG | RDH10265/2 | SFP+ SM 10.3Gb/s 1.4km 1310nm
Ericsson | E3MC6201IDB1B3UG | RPM777211/01800 | CABLE WITH CONNECTOR/SIGNAL CABLE | 6 |  |  | B1-B3 | E3MC6201IDB1B3UG | RPM777211/01800 | CABLE WITH CONNECTOR/SIGNAL CABLE
Ericsson | E3MC6201IDB1B3UG | RPM777279/00650 | SIGNAL CABLE | 1 |  |  | B1-B3 | E3MC6201IDB1B3UG | RPM777279/00650 | SIGNAL CABLE
Ericsson | E3MC6201IDB1B3UG | SXA1342193/1 | MECHANICAL COMPONENT/Dummy 62 | 3 |  |  | B1-B3 | E3MC6201IDB1B3UG | SXA1342193/1 | MECHANICAL COMPONENT/Dummy 62
Ericsson | E3MC6201IDB1B3UG | SXA1342193/2 | MECHANICAL COMPONENT/Dummy 31 | 2 |  |  | B1-B3 | E3MC6201IDB1B3UG | SXA1342193/2 | MECHANICAL COMPONENT/Dummy 31
Ericsson | 1E3HC6102OAB1B3UG | KDV127621/11 | Baseband 6630 with fan | 2 |  |  | B1-B3 | 1E3HC6102OAB1B3UG | KDV127621/11 | Baseband 6630 with fan
Ericsson | 1E3HC6102OAB1B3UG | RPM777526/02000 | ET Power cable | 2 |  |  | B1-B3 | 1E3HC6102OAB1B3UG | RPM777526/02000 | ET Power cable
Ericsson | 1E3HC6102OAB1B3UG | RPM777567/05000 | Grounding Cable | 2 |  |  | B1-B3 | 1E3HC6102OAB1B3UG | RPM777567/05000 | Grounding Cable
Ericsson | 1E3HC6102OAB1B3UG | SXK1253086/1 | Cable guide | 2 |  |  | B1-B3 | 1E3HC6102OAB1B3UG | SXK1253086/1 | Cable guide
TEF | 1E3HC6102OAB1B3UG | KRC161797/1 | RADIO UNIT/Radio 2238 B8 B20 B28B | 3 |  |  | B1-B3 | 1E3HC6102OAB1B3UG | KRC161797/1 | RADIO UNIT/Radio 2238 B8 B20 B28B
TEF | 1E3HC6102OAB1B3UG | RNT44737/01 | Circular Power Connector DC-C (2 wire) | 3 |  |  | B1-B3 | 1E3HC6102OAB1B3UG | RNT44737/01 | Circular Power Connector DC-C (2 wire)
TEF | 1E3HC6102OAB1B3UG | RDH10265/2 | SFP+ SM 10.3Gb/s 1.4km 1310nm | 6 |  |  | B1-B3 | 1E3HC6102OAB1B3UG | RDH10265/2 | SFP+ SM 10.3Gb/s 1.4km 1310nm
Ericsson | 1E3HC6102OAB1B3UG | RDH10265/2 | SFP+ SM 10.3Gb/s 1.4km 1310nm | 6 |  |  | B1-B3 | 1E3HC6102OAB1B3UG | RDH10265/2 | SFP+ SM 10.3Gb/s 1.4km 1310nm
TEF | 1E3HC6102OAB1B3UG | KRC161635/1 | RADIO UNIT/Radio 4415 B1 | 3 |  |  | B1-B3 | 1E3HC6102OAB1B3UG | KRC161635/1 | RADIO UNIT/Radio 4415 B1
TEF | 1E3HC6102OAB1B3UG | RNT44737/01 | Circular Power Connector DC-C (2 wire) | 3 |  |  | B1-B3 | 1E3HC6102OAB1B3UG | RNT44737/01 | Circular Power Connector DC-C (2 wire)
Ericsson | 1E3HC6102OAB1B3UG | RDH10265/2 | SFP+ SM 10.3Gb/s 1.4km 1310nm | 6 |  |  | B1-B3 | 1E3HC6102OAB1B3UG | RDH10265/2 | SFP+ SM 10.3Gb/s 1.4km 1310nm
TEF | 1E3HC6102OAB1B3UG | RDH10265/2 | SFP+ SM 10.3Gb/s 1.4km 1310nm | 6 |  |  | B1-B3 | 1E3HC6102OAB1B3UG | RDH10265/2 | SFP+ SM 10.3Gb/s 1.4km 1310nm
Ericsson | 1E3HC6102OAB1B3UG | RPM777211/01800 | CABLE WITH CONNECTOR/SIGNAL CABLE | 6 |  |  | B1-B3 | 1E3HC6102OAB1B3UG | RPM777211/01800 | CABLE WITH CONNECTOR/SIGNAL CABLE
Ericsson | 1E3HC6102OAB1B3UG | RPM777279/00650 | SIGNAL CABLE | 1 |  |  | B1-B3 | 1E3HC6102OAB1B3UG | RPM777279/00650 | SIGNAL CABLE
Ericsson | 1E3HC6102OAB1B3UG | SXA1342193/1 | MECHANICAL COMPONENT/Dummy 62 | 3 |  |  | B1-B3 | 1E3HC6102OAB1B3UG | SXA1342193/1 | MECHANICAL COMPONENT/Dummy 62
Ericsson | 1E3HC6102OAB1B3UG | SXA1342193/2 | MECHANICAL COMPONENT/Dummy 31 | 2 |  |  | B1-B3 | 1E3HC6102OAB1B3UG | SXA1342193/2 | MECHANICAL COMPONENT/Dummy 31
Ericsson | 1E3HC6102OAB1B3UG | BMG980336/7 | PDU 01 04; Power Distribution Unit | 1 |  |  | B1-B3 | 1E3HC6102OAB1B3UG | BMG980336/7 | PDU 01 04; Power Distribution Unit
Ericsson | 1E3HC6102OAB1B3UG | RPM77701/00500 | CABLE WITH CONNECTOR/SIGNAL CABLE | 1 |  |  | B1-B3 | 1E3HC6102OAB1B3UG | RPM77701/00500 | CABLE WITH CONNECTOR/SIGNAL CABLE
Ericsson | 1E3HC6102OAB1B3UG | NFT30459/2 | Surge Protection Device, SPD -48V | 3 |  |  | B1-B3 | 1E3HC6102OAB1B3UG | NFT30459/2 | Surge Protection Device, SPD -48V
Ericsson | 1E3HC6102OAB1B3UG | RPM777193/01500 | CABLE WITH CONNECTOR/DC POWER CABLE | 3 |  |  | B1-B3 | 1E3HC6102OAB1B3UG | RPM777193/01500 | CABLE WITH CONNECTOR/DC POWER CABLE
Ericsson | 1E3HC6102OAB1B3UG | NTM1012478/1 | SET OF MATERIALS/Grounding plate Hybrid | 1 |  |  | B1-B3 | 1E3HC6102OAB1B3UG | NTM1012478/1 | SET OF MATERIALS/Grounding plate Hybrid
Ericsson | 1E3HC6102OAB1B3UG | SXA1344944/1 | AIR PLATE/Air Plate RF Shelf | 1 |  |  | B1-B3 | 1E3HC6102OAB1B3UG | SXA1344944/1 | AIR PLATE/Air Plate RF Shelf
Ericsson | 1E3MC6102OAB1B3UG | KDV127621/11 | Baseband 6630 with fan | 2 |  |  | B1-B3 | 1E3MC6102OAB1B3UG | KDV127621/11 | Baseband 6630 with fan
Ericsson | 1E3MC6102OAB1B3UG | RPM777526/02000 | ET Power cable | 2 |  |  | B1-B3 | 1E3MC6102OAB1B3UG | RPM777526/02000 | ET Power cable
Ericsson | 1E3MC6102OAB1B3UG | RPM777567/05000 | Grounding Cable | 2 |  |  | B1-B3 | 1E3MC6102OAB1B3UG | RPM777567/05000 | Grounding Cable
Ericsson | 1E3MC6102OAB1B3UG | SXK1253086/1 | Cable guide | 2 |  |  | B1-B3 | 1E3MC6102OAB1B3UG | SXK1253086/1 | Cable guide
TEF | 1E3MC6102OAB1B3UG | KRC161797/1 | RADIO UNIT/Radio 2238 B8 B20 B28B | 3 |  |  | B1-B3 | 1E3MC6102OAB1B3UG | KRC161797/1 | RADIO UNIT/Radio 2238 B8 B20 B28B
TEF | 1E3MC6102OAB1B3UG | RNT44737/01 | Circular Power Connector DC-C (2 wire) | 3 |  |  | B1-B3 | 1E3MC6102OAB1B3UG | RNT44737/01 | Circular Power Connector DC-C (2 wire)
TEF | 1E3MC6102OAB1B3UG | RDH10265/2 | SFP+ SM 10.3Gb/s 1.4km 1310nm | 6 |  |  | B1-B3 | 1E3MC6102OAB1B3UG | RDH10265/2 | SFP+ SM 10.3Gb/s 1.4km 1310nm
Ericsson | 1E3MC6102OAB1B3UG | RDH10265/2 | SFP+ SM 10.3Gb/s 1.4km 1310nm | 6 |  |  | B1-B3 | 1E3MC6102OAB1B3UG | RDH10265/2 | SFP+ SM 10.3Gb/s 1.4km 1310nm
TEF | 1E3MC6102OAB1B3UG | KRC161635/1 | RADIO UNIT/Radio 4415 B1 | 3 |  |  | B1-B3 | 1E3MC6102OAB1B3UG | KRC161635/1 | RADIO UNIT/Radio 4415 B1
TEF | 1E3MC6102OAB1B3UG | RNT44737/01 | Circular Power Connector DC-C (2 wire) | 3 |  |  | B1-B3 | 1E3MC6102OAB1B3UG | RNT44737/01 | Circular Power Connector DC-C (2 wire)
Ericsson | 1E3MC6102OAB1B3UG | RDH10265/2 | SFP+ SM 10.3Gb/s 1.4km 1310nm | 6 |  |  | B1-B3 | 1E3MC6102OAB1B3UG | RDH10265/2 | SFP+ SM 10.3Gb/s 1.4km 1310nm
TEF | 1E3MC6102OAB1B3UG | RDH10265/2 | SFP+ SM 10.3Gb/s 1.4km 1310nm | 6 |  |  | B1-B3 | 1E3MC6102OAB1B3UG | RDH10265/2 | SFP+ SM 10.3Gb/s 1.4km 1310nm
Ericsson | 1E3MC6102OAB1B3UG | RPM777211/01800 | CABLE WITH CONNECTOR/SIGNAL CABLE | 6 |  |  | B1-B3 | 1E3MC6102OAB1B3UG | RPM777211/01800 | CABLE WITH CONNECTOR/SIGNAL CABLE
Ericsson | 1E3MC6102OAB1B3UG | RPM777279/00650 | SIGNAL CABLE | 1 |  |  | B1-B3 | 1E3MC6102OAB1B3UG | RPM777279/00650 | SIGNAL CABLE
Ericsson | 1E3MC6102OAB1B3UG | SXA1342193/1 | MECHANICAL COMPONENT/Dummy 62 | 3 |  |  | B1-B3 | 1E3MC6102OAB1B3UG | SXA1342193/1 | MECHANICAL COMPONENT/Dummy 62
Ericsson | 1E3MC6102OAB1B3UG | SXA1342193/2 | MECHANICAL COMPONENT/Dummy 31 | 2 |  |  | B1-B3 | 1E3MC6102OAB1B3UG | SXA1342193/2 | MECHANICAL COMPONENT/Dummy 31
Ericsson | 1E3MC6102OAB1B3UG | BMG980336/7 | PDU 01 04; Power Distribution Unit | 1 |  |  | B1-B3 | 1E3MC6102OAB1B3UG | BMG980336/7 | PDU 01 04; Power Distribution Unit
Ericsson | 1E3MC6102OAB1B3UG | RPM77701/00500 | CABLE WITH CONNECTOR/SIGNAL CABLE | 1 |  |  | B1-B3 | 1E3MC6102OAB1B3UG | RPM77701/00500 | CABLE WITH CONNECTOR/SIGNAL CABLE
Ericsson | 1E3MC6102OAB1B3UG | NFT30459/2 | Surge Protection Device, SPD -48V | 3 |  |  | B1-B3 | 1E3MC6102OAB1B3UG | NFT30459/2 | Surge Protection Device, SPD -48V
Ericsson | 1E3MC6102OAB1B3UG | RPM777193/01500 | CABLE WITH CONNECTOR/DC POWER CABLE | 3 |  |  | B1-B3 | 1E3MC6102OAB1B3UG | RPM777193/01500 | CABLE WITH CONNECTOR/DC POWER CABLE
Ericsson | 1E3MC6102OAB1B3UG | NTM1012478/1 | SET OF MATERIALS/Grounding plate Hybrid | 1 |  |  | B1-B3 | 1E3MC6102OAB1B3UG | NTM1012478/1 | SET OF MATERIALS/Grounding plate Hybrid
Ericsson | 1E3MC6102OAB1B3UG | SXA1344944/1 | AIR PLATE/Air Plate RF Shelf | 1 |  |  | B1-B3 | 1E3MC6102OAB1B3UG | SXA1344944/1 | AIR PLATE/Air Plate RF Shelf
Ericsson | E3HC6102OAB1B3UG | KDV127621/11 | Baseband 6630 with fan | 2 |  |  | B1-B3 | E3HC6102OAB1B3UG | KDV127621/11 | Baseband 6630 with fan
Ericsson | E3HC6102OAB1B3UG | RPM777526/02000 | ET Power cable | 2 |  |  | B1-B3 | E3HC6102OAB1B3UG | RPM777526/02000 | ET Power cable
Ericsson | E3HC6102OAB1B3UG | RPM777567/05000 | Grounding Cable | 2 |  |  | B1-B3 | E3HC6102OAB1B3UG | RPM777567/05000 | Grounding Cable
Ericsson | E3HC6102OAB1B3UG | SXK1253086/1 | Cable guide | 2 |  |  | B1-B3 | E3HC6102OAB1B3UG | SXK1253086/1 | Cable guide
TEF | E3HC6102OAB1B3UG | KRC161797/1 | RADIO UNIT/Radio 2238 B8 B20 B28B | 3 |  |  | B1-B3 | E3HC6102OAB1B3UG | KRC161797/1 | RADIO UNIT/Radio 2238 B8 B20 B28B
TEF | E3HC6102OAB1B3UG | RNT44737/01 | Circular Power Connector DC-C (2 wire) | 3 |  |  | B1-B3 | E3HC6102OAB1B3UG | RNT44737/01 | Circular Power Connector DC-C (2 wire)
TEF | E3HC6102OAB1B3UG | RDH10265/2 | SFP+ SM 10.3Gb/s 1.4km 1310nm | 6 |  |  | B1-B3 | E3HC6102OAB1B3UG | RDH10265/2 | SFP+ SM 10.3Gb/s 1.4km 1310nm
Ericsson | E3HC6102OAB1B3UG | RDH10265/2 | SFP+ SM 10.3Gb/s 1.4km 1310nm | 6 |  |  | B1-B3 | E3HC6102OAB1B3UG | RDH10265/2 | SFP+ SM 10.3Gb/s 1.4km 1310nm
TEF | E3HC6102OAB1B3UG | KRC161635/1 | RADIO UNIT/Radio 4415 B1 | 3 |  |  | B1-B3 | E3HC6102OAB1B3UG | KRC161635/1 | RADIO UNIT/Radio 4415 B1
TEF | E3HC6102OAB1B3UG | RNT44737/01 | Circular Power Connector DC-C (2 wire) | 3 |  |  | B1-B3 | E3HC6102OAB1B3UG | RNT44737/01 | Circular Power Connector DC-C (2 wire)
Ericsson | E3HC6102OAB1B3UG | RDH10265/2 | SFP+ SM 10.3Gb/s 1.4km 1310nm | 6 |  |  | B1-B3 | E3HC6102OAB1B3UG | RDH10265/2 | SFP+ SM 10.3Gb/s 1.4km 1310nm
TEF | E3HC6102OAB1B3UG | RDH10265/2 | SFP+ SM 10.3Gb/s 1.4km 1310nm | 6 |  |  | B1-B3 | E3HC6102OAB1B3UG | RDH10265/2 | SFP+ SM 10.3Gb/s 1.4km 1310nm
Ericsson | E3HC6102OAB1B3UG | RPM777211/01800 | CABLE WITH CONNECTOR/SIGNAL CABLE | 6 |  |  | B1-B3 | E3HC6102OAB1B3UG | RPM777211/01800 | CABLE WITH CONNECTOR/SIGNAL CABLE
Ericsson | E3HC6102OAB1B3UG | RPM777279/00650 | SIGNAL CABLE | 1 |  |  | B1-B3 | E3HC6102OAB1B3UG | RPM777279/00650 | SIGNAL CABLE
Ericsson | E3HC6102OAB1B3UG | KDU127174/3 | PROCESSOR UNIT/DUW 31 01;Digital Unit | 1 |  |  | B1-B3 | E3HC6102OAB1B3UG | KDU127174/3 | PROCESSOR UNIT/DUW 31 01;Digital Unit
Ericsson | E3HC6102OAB1B3UG | RPM777341/01800 | Ethernet cable | 1 |  |  | B1-B3 | E3HC6102OAB1B3UG | RPM777341/01800 | Ethernet cable
Ericsson | E3HC6102OAB1B3UG | SXA1342193/1 | MECHANICAL COMPONENT/Dummy 62 | 3 |  |  | B1-B3 | E3HC6102OAB1B3UG | SXA1342193/1 | MECHANICAL COMPONENT/Dummy 62
Ericsson | E3HC6102OAB1B3UG | SXA1342193/2 | MECHANICAL COMPONENT/Dummy 31 | 2 |  |  | B1-B3 | E3HC6102OAB1B3UG | SXA1342193/2 | MECHANICAL COMPONENT/Dummy 31
Ericsson | E3HC6102OAB1B3UG | BMG980336/7 | PDU 01 04; Power Distribution Unit | 1 |  |  | B1-B3 | E3HC6102OAB1B3UG | BMG980336/7 | PDU 01 04; Power Distribution Unit
Ericsson | E3HC6102OAB1B3UG | RPM77701/00500 | CABLE WITH CONNECTOR/SIGNAL CABLE | 1 |  |  | B1-B3 | E3HC6102OAB1B3UG | RPM77701/00500 | CABLE WITH CONNECTOR/SIGNAL CABLE
Ericsson | E3HC6102OAB1B3UG | NFT30459/2 | Surge Protection Device, SPD -48V | 3 |  |  | B1-B3 | E3HC6102OAB1B3UG | NFT30459/2 | Surge Protection Device, SPD -48V
Ericsson | E3HC6102OAB1B3UG | RPM777193/01500 | CABLE WITH CONNECTOR/DC POWER CABLE | 3 |  |  | B1-B3 | E3HC6102OAB1B3UG | RPM777193/01500 | CABLE WITH CONNECTOR/DC POWER CABLE
Ericsson | E3HC6102OAB1B3UG | NTM1012478/1 | SET OF MATERIALS/Grounding plate Hybrid | 1 |  |  | B1-B3 | E3HC6102OAB1B3UG | NTM1012478/1 | SET OF MATERIALS/Grounding plate Hybrid
Ericsson | E3HC6102OAB1B3UG | SXA1344944/1 | AIR PLATE/Air Plate RF Shelf | 1 |  |  | B1-B3 | E3HC6102OAB1B3UG | SXA1344944/1 | AIR PLATE/Air Plate RF Shelf
Ericsson | E3MC6102OAB1B3UG | KDV127621/11 | Baseband 6630 with fan | 2 |  |  | B1-B3 | E3MC6102OAB1B3UG | KDV127621/11 | Baseband 6630 with fan
Ericsson | E3MC6102OAB1B3UG | RPM777526/02000 | ET Power cable | 2 |  |  | B1-B3 | E3MC6102OAB1B3UG | RPM777526/02000 | ET Power cable
Ericsson | E3MC6102OAB1B3UG | RPM777567/05000 | Grounding Cable | 2 |  |  | B1-B3 | E3MC6102OAB1B3UG | RPM777567/05000 | Grounding Cable
Ericsson | E3MC6102OAB1B3UG | SXK1253086/1 | Cable guide | 2 |  |  | B1-B3 | E3MC6102OAB1B3UG | SXK1253086/1 | Cable guide
TEF | E3MC6102OAB1B3UG | KRC161797/1 | RADIO UNIT/Radio 2238 B8 B20 B28B | 3 |  |  | B1-B3 | E3MC6102OAB1B3UG | KRC161797/1 | RADIO UNIT/Radio 2238 B8 B20 B28B
TEF | E3MC6102OAB1B3UG | RNT44737/01 | Circular Power Connector DC-C (2 wire) | 3 |  |  | B1-B3 | E3MC6102OAB1B3UG | RNT44737/01 | Circular Power Connector DC-C (2 wire)
TEF | E3MC6102OAB1B3UG | RDH10265/2 | SFP+ SM 10.3Gb/s 1.4km 1310nm | 6 |  |  | B1-B3 | E3MC6102OAB1B3UG | RDH10265/2 | SFP+ SM 10.3Gb/s 1.4km 1310nm
Ericsson | E3MC6102OAB1B3UG | RDH10265/2 | SFP+ SM 10.3Gb/s 1.4km 1310nm | 6 |  |  | B1-B3 | E3MC6102OAB1B3UG | RDH10265/2 | SFP+ SM 10.3Gb/s 1.4km 1310nm
TEF | E3MC6102OAB1B3UG | KRC161635/1 | RADIO UNIT/Radio 4415 B1 | 3 |  |  | B1-B3 | E3MC6102OAB1B3UG | KRC161635/1 | RADIO UNIT/Radio 4415 B1
TEF | E3MC6102OAB1B3UG | RNT44737/01 | Circular Power Connector DC-C (2 wire) | 3 |  |  | B1-B3 | E3MC6102OAB1B3UG | RNT44737/01 | Circular Power Connector DC-C (2 wire)
Ericsson | E3MC6102OAB1B3UG | RDH10265/2 | SFP+ SM 10.3Gb/s 1.4km 1310nm | 6 |  |  | B1-B3 | E3MC6102OAB1B3UG | RDH10265/2 | SFP+ SM 10.3Gb/s 1.4km 1310nm
TEF | E3MC6102OAB1B3UG | RDH10265/2 | SFP+ SM 10.3Gb/s 1.4km 1310nm | 6 |  |  | B1-B3 | E3MC6102OAB1B3UG | RDH10265/2 | SFP+ SM 10.3Gb/s 1.4km 1310nm
Ericsson | E3MC6102OAB1B3UG | RPM777211/01800 | CABLE WITH CONNECTOR/SIGNAL CABLE | 6 |  |  | B1-B3 | E3MC6102OAB1B3UG | RPM777211/01800 | CABLE WITH CONNECTOR/SIGNAL CABLE
Ericsson | E3MC6102OAB1B3UG | RPM777279/00650 | SIGNAL CABLE | 1 |  |  | B1-B3 | E3MC6102OAB1B3UG | RPM777279/00650 | SIGNAL CABLE
Ericsson | E3MC6102OAB1B3UG | SXA1342193/1 | MECHANICAL COMPONENT/Dummy 62 | 3 |  |  | B1-B3 | E3MC6102OAB1B3UG | SXA1342193/1 | MECHANICAL COMPONENT/Dummy 62
Ericsson | E3MC6102OAB1B3UG | SXA1342193/2 | MECHANICAL COMPONENT/Dummy 31 | 2 |  |  | B1-B3 | E3MC6102OAB1B3UG | SXA1342193/2 | MECHANICAL COMPONENT/Dummy 31
Ericsson | E3MC6102OAB1B3UG | BMG980336/7 | PDU 01 04; Power Distribution Unit | 1 |  |  | B1-B3 | E3MC6102OAB1B3UG | BMG980336/7 | PDU 01 04; Power Distribution Unit
Ericsson | E3MC6102OAB1B3UG | RPM77701/00500 | CABLE WITH CONNECTOR/SIGNAL CABLE | 1 |  |  | B1-B3 | E3MC6102OAB1B3UG | RPM77701/00500 | CABLE WITH CONNECTOR/SIGNAL CABLE
Ericsson | E3MC6102OAB1B3UG | NFT30459/2 | Surge Protection Device, SPD -48V | 3 |  |  | B1-B3 | E3MC6102OAB1B3UG | NFT30459/2 | Surge Protection Device, SPD -48V
Ericsson | E3MC6102OAB1B3UG | RPM777193/01500 | CABLE WITH CONNECTOR/DC POWER CABLE | 3 |  |  | B1-B3 | E3MC6102OAB1B3UG | RPM777193/01500 | CABLE WITH CONNECTOR/DC POWER CABLE
Ericsson | E3MC6102OAB1B3UG | NTM1012478/1 | SET OF MATERIALS/Grounding plate Hybrid | 1 |  |  | B1-B3 | E3MC6102OAB1B3UG | NTM1012478/1 | SET OF MATERIALS/Grounding plate Hybrid
Ericsson | E3MC6102OAB1B3UG | SXA1344944/1 | AIR PLATE/Air Plate RF Shelf | 1 |  |  | B1-B3 | E3MC6102OAB1B3UG | SXA1344944/1 | AIR PLATE/Air Plate RF Shelf
Ericsson | 1E2HC6201IDB1B3UG | KDV127621/11 | Baseband 6630 with fan | 2 |  |  | B1-B3 | 1E2HC6201IDB1B3UG | KDV127621/11 | Baseband 6630 with fan
Ericsson | 1E2HC6201IDB1B3UG | RPM777526/02000 | ET Power cable | 2 |  |  | B1-B3 | 1E2HC6201IDB1B3UG | RPM777526/02000 | ET Power cable
Ericsson | 1E2HC6201IDB1B3UG | RPM777567/05000 | Grounding Cable | 2 |  |  | B1-B3 | 1E2HC6201IDB1B3UG | RPM777567/05000 | Grounding Cable
Ericsson | 1E2HC6201IDB1B3UG | SXK1253086/1 | Cable guide | 2 |  |  | B1-B3 | 1E2HC6201IDB1B3UG | SXK1253086/1 | Cable guide
TEF | 1E2HC6201IDB1B3UG | KRC161797/1 | RADIO UNIT/Radio 2238 B8 B20 B28B | 2 |  |  | B1-B3 | 1E2HC6201IDB1B3UG | KRC161797/1 | RADIO UNIT/Radio 2238 B8 B20 B28B
TEF | 1E2HC6201IDB1B3UG | RNT44737/01 | Circular Power Connector DC-C (2 wire) | 2 |  |  | B1-B3 | 1E2HC6201IDB1B3UG | RNT44737/01 | Circular Power Connector DC-C (2 wire)
TEF | 1E2HC6201IDB1B3UG | RDH10265/2 | SFP+ SM 10.3Gb/s 1.4km 1310nm | 4 |  |  | B1-B3 | 1E2HC6201IDB1B3UG | RDH10265/2 | SFP+ SM 10.3Gb/s 1.4km 1310nm
Ericsson | 1E2HC6201IDB1B3UG | RDH10265/2 | SFP+ SM 10.3Gb/s 1.4km 1310nm | 4 |  |  | B1-B3 | 1E2HC6201IDB1B3UG | RDH10265/2 | SFP+ SM 10.3Gb/s 1.4km 1310nm
TEF | 1E2HC6201IDB1B3UG | KRC161635/1 | RADIO UNIT/Radio 4415 B1 | 2 |  |  | B1-B3 | 1E2HC6201IDB1B3UG | KRC161635/1 | RADIO UNIT/Radio 4415 B1
TEF | 1E2HC6201IDB1B3UG | RNT44737/01 | Circular Power Connector DC-C (2 wire) | 2 |  |  | B1-B3 | 1E2HC6201IDB1B3UG | RNT44737/01 | Circular Power Connector DC-C (2 wire)
Ericsson | 1E2HC6201IDB1B3UG | RDH10265/2 | SFP+ SM 10.3Gb/s 1.4km 1310nm | 4 |  |  | B1-B3 | 1E2HC6201IDB1B3UG | RDH10265/2 | SFP+ SM 10.3Gb/s 1.4km 1310nm
TEF | 1E2HC6201IDB1B3UG | RDH10265/2 | SFP+ SM 10.3Gb/s 1.4km 1310nm | 4 |  |  | B1-B3 | 1E2HC6201IDB1B3UG | RDH10265/2 | SFP+ SM 10.3Gb/s 1.4km 1310nm
Ericsson | 1E2HC6201IDB1B3UG | RPM777211/01800 | CABLE WITH CONNECTOR/SIGNAL CABLE | 4 |  |  | B1-B3 | 1E2HC6201IDB1B3UG | RPM777211/01800 | CABLE WITH CONNECTOR/SIGNAL CABLE
Ericsson | 1E2HC6201IDB1B3UG | RPM777279/00650 | SIGNAL CABLE | 1 |  |  | B1-B3 | 1E2HC6201IDB1B3UG | RPM777279/00650 | SIGNAL CABLE
Ericsson | 1E2HC6201IDB1B3UG | SXA1342193/1 | MECHANICAL COMPONENT/Dummy 62 | 1 |  |  | B1-B3 | 1E2HC6201IDB1B3UG | SXA1342193/1 | MECHANICAL COMPONENT/Dummy 62
Ericsson | 1E2HC6201IDB1B3UG | SXA1342193/2 | MECHANICAL COMPONENT/Dummy 31 | 2 |  |  | B1-B3 | 1E2HC6201IDB1B3UG | SXA1342193/2 | MECHANICAL COMPONENT/Dummy 31
Ericsson | 1E2MC6201IDB1B3UG | KDV127621/11 | Baseband 6630 with fan | 2 |  |  | B1-B3 | 1E2MC6201IDB1B3UG | KDV127621/11 | Baseband 6630 with fan
Ericsson | 1E2MC6201IDB1B3UG | RPM777526/02000 | ET Power cable | 2 |  |  | B1-B3 | 1E2MC6201IDB1B3UG | RPM777526/02000 | ET Power cable
Ericsson | 1E2MC6201IDB1B3UG | RPM777567/05000 | Grounding Cable | 2 |  |  | B1-B3 | 1E2MC6201IDB1B3UG | RPM777567/05000 | Grounding Cable
Ericsson | 1E2MC6201IDB1B3UG | SXK1253086/1 | Cable guide | 2 |  |  | B1-B3 | 1E2MC6201IDB1B3UG | SXK1253086/1 | Cable guide
TEF | 1E2MC6201IDB1B3UG | KRC161797/1 | RADIO UNIT/Radio 2238 B8 B20 B28B | 2 |  |  | B1-B3 | 1E2MC6201IDB1B3UG | KRC161797/1 | RADIO UNIT/Radio 2238 B8 B20 B28B
TEF | 1E2MC6201IDB1B3UG | RNT44737/01 | Circular Power Connector DC-C (2 wire) | 2 |  |  | B1-B3 | 1E2MC6201IDB1B3UG | RNT44737/01 | Circular Power Connector DC-C (2 wire)
TEF | 1E2MC6201IDB1B3UG | RDH10265/2 | SFP+ SM 10.3Gb/s 1.4km 1310nm | 4 |  |  | B1-B3 | 1E2MC6201IDB1B3UG | RDH10265/2 | SFP+ SM 10.3Gb/s 1.4km 1310nm
Ericsson | 1E2MC6201IDB1B3UG | RDH10265/2 | SFP+ SM 10.3Gb/s 1.4km 1310nm | 4 |  |  | B1-B3 | 1E2MC6201IDB1B3UG | RDH10265/2 | SFP+ SM 10.3Gb/s 1.4km 1310nm
TEF | 1E2MC6201IDB1B3UG | KRC161635/1 | RADIO UNIT/Radio 4415 B1 | 2 |  |  | B1-B3 | 1E2MC6201IDB1B3UG | KRC161635/1 | RADIO UNIT/Radio 4415 B1
TEF | 1E2MC6201IDB1B3UG | RNT44737/01 | Circular Power Connector DC-C (2 wire) | 2 |  |  | B1-B3 | 1E2MC6201IDB1B3UG | RNT44737/01 | Circular Power Connector DC-C (2 wire)
Ericsson | 1E2MC6201IDB1B3UG | RDH10265/2 | SFP+ SM 10.3Gb/s 1.4km 1310nm | 4 |  |  | B1-B3 | 1E2MC6201IDB1B3UG | RDH10265/2 | SFP+ SM 10.3Gb/s 1.4km 1310nm
TEF | 1E2MC6201IDB1B3UG | RDH10265/2 | SFP+ SM 10.3Gb/s 1.4km 1310nm | 4 |  |  | B1-B3 | 1E2MC6201IDB1B3UG | RDH10265/2 | SFP+ SM 10.3Gb/s 1.4km 1310nm
Ericsson | 1E2MC6201IDB1B3UG | RPM777211/01800 | CABLE WITH CONNECTOR/SIGNAL CABLE | 4 |  |  | B1-B3 | 1E2MC6201IDB1B3UG | RPM777211/01800 | CABLE WITH CONNECTOR/SIGNAL CABLE
Ericsson | 1E2MC6201IDB1B3UG | RPM777279/00650 | SIGNAL CABLE | 1 |  |  | B1-B3 | 1E2MC6201IDB1B3UG | RPM777279/00650 | SIGNAL CABLE
Ericsson | 1E2MC6201IDB1B3UG | SXA1342193/1 | MECHANICAL COMPONENT/Dummy 62 | 1 |  |  | B1-B3 | 1E2MC6201IDB1B3UG | SXA1342193/1 | MECHANICAL COMPONENT/Dummy 62
Ericsson | 1E2MC6201IDB1B3UG | SXA1342193/2 | MECHANICAL COMPONENT/Dummy 31 | 2 |  |  | B1-B3 | 1E2MC6201IDB1B3UG | SXA1342193/2 | MECHANICAL COMPONENT/Dummy 31
Ericsson | E2HC6201IDB1B3UG | KDV127621/11 | Baseband 6630 with fan | 2 |  |  | B1-B3 | E2HC6201IDB1B3UG | KDV127621/11 | Baseband 6630 with fan
Ericsson | E2HC6201IDB1B3UG | RPM777526/02000 | ET Power cable | 2 |  |  | B1-B3 | E2HC6201IDB1B3UG | RPM777526/02000 | ET Power cable
Ericsson | E2HC6201IDB1B3UG | RPM777567/05000 | Grounding Cable | 2 |  |  | B1-B3 | E2HC6201IDB1B3UG | RPM777567/05000 | Grounding Cable
Ericsson | E2HC6201IDB1B3UG | SXK1253086/1 | Cable guide | 2 |  |  | B1-B3 | E2HC6201IDB1B3UG | SXK1253086/1 | Cable guide
TEF | E2HC6201IDB1B3UG | KRC161797/1 | RADIO UNIT/Radio 2238 B8 B20 B28B | 2 |  |  | B1-B3 | E2HC6201IDB1B3UG | KRC161797/1 | RADIO UNIT/Radio 2238 B8 B20 B28B
TEF | E2HC6201IDB1B3UG | RNT44737/01 | Circular Power Connector DC-C (2 wire) | 2 |  |  | B1-B3 | E2HC6201IDB1B3UG | RNT44737/01 | Circular Power Connector DC-C (2 wire)
TEF | E2HC6201IDB1B3UG | RDH10265/2 | SFP+ SM 10.3Gb/s 1.4km 1310nm | 4 |  |  | B1-B3 | E2HC6201IDB1B3UG | RDH10265/2 | SFP+ SM 10.3Gb/s 1.4km 1310nm
Ericsson | E2HC6201IDB1B3UG | RDH10265/2 | SFP+ SM 10.3Gb/s 1.4km 1310nm | 4 |  |  | B1-B3 | E2HC6201IDB1B3UG | RDH10265/2 | SFP+ SM 10.3Gb/s 1.4km 1310nm
TEF | E2HC6201IDB1B3UG | KRC161635/1 | RADIO UNIT/Radio 4415 B1 | 2 |  |  | B1-B3 | E2HC6201IDB1B3UG | KRC161635/1 | RADIO UNIT/Radio 4415 B1
TEF | E2HC6201IDB1B3UG | RNT44737/01 | Circular Power Connector DC-C (2 wire) | 2 |  |  | B1-B3 | E2HC6201IDB1B3UG | RNT44737/01 | Circular Power Connector DC-C (2 wire)
Ericsson | E2HC6201IDB1B3UG | RDH10265/2 | SFP+ SM 10.3Gb/s 1.4km 1310nm | 4 |  |  | B1-B3 | E2HC6201IDB1B3UG | RDH10265/2 | SFP+ SM 10.3Gb/s 1.4km 1310nm
TEF | E2HC6201IDB1B3UG | RDH10265/2 | SFP+ SM 10.3Gb/s 1.4km 1310nm | 4 |  |  | B1-B3 | E2HC6201IDB1B3UG | RDH10265/2 | SFP+ SM 10.3Gb/s 1.4km 1310nm
Ericsson | E2HC6201IDB1B3UG | RPM777211/01800 | CABLE WITH CONNECTOR/SIGNAL CABLE | 4 |  |  | B1-B3 | E2HC6201IDB1B3UG | RPM777211/01800 | CABLE WITH CONNECTOR/SIGNAL CABLE
Ericsson | E2HC6201IDB1B3UG | RPM777279/00650 | SIGNAL CABLE | 1 |  |  | B1-B3 | E2HC6201IDB1B3UG | RPM777279/00650 | SIGNAL CABLE
Ericsson | E2HC6201IDB1B3UG | KDU127174/3 | PROCESSOR UNIT/DUW 31 01;Digital Unit | 1 |  |  | B1-B3 | E2HC6201IDB1B3UG | KDU127174/3 | PROCESSOR UNIT/DUW 31 01;Digital Unit
Ericsson | E2HC6201IDB1B3UG | RPM777341/01800 | Ethernet cable | 1 |  |  | B1-B3 | E2HC6201IDB1B3UG | RPM777341/01800 | Ethernet cable
Ericsson | E2HC6201IDB1B3UG | SXA1342193/1 | MECHANICAL COMPONENT/Dummy 62 | 1 |  |  | B1-B3 | E2HC6201IDB1B3UG | SXA1342193/1 | MECHANICAL COMPONENT/Dummy 62
Ericsson | E2HC6201IDB1B3UG | SXA1342193/2 | MECHANICAL COMPONENT/Dummy 31 | 2 |  |  | B1-B3 | E2HC6201IDB1B3UG | SXA1342193/2 | MECHANICAL COMPONENT/Dummy 31
Ericsson | E2MC6201IDB1B3UG | KDV127621/11 | Baseband 6630 with fan | 2 |  |  | B1-B3 | E2MC6201IDB1B3UG | KDV127621/11 | Baseband 6630 with fan
Ericsson | E2MC6201IDB1B3UG | RPM777526/02000 | ET Power cable | 2 |  |  | B1-B3 | E2MC6201IDB1B3UG | RPM777526/02000 | ET Power cable
Ericsson | E2MC6201IDB1B3UG | RPM777567/05000 | Grounding Cable | 2 |  |  | B1-B3 | E2MC6201IDB1B3UG | RPM777567/05000 | Grounding Cable
Ericsson | E2MC6201IDB1B3UG | SXK1253086/1 | Cable guide | 2 |  |  | B1-B3 | E2MC6201IDB1B3UG | SXK1253086/1 | Cable guide
TEF | E2MC6201IDB1B3UG | KRC161797/1 | RADIO UNIT/Radio 2238 B8 B20 B28B | 2 |  |  | B1-B3 | E2MC6201IDB1B3UG | KRC161797/1 | RADIO UNIT/Radio 2238 B8 B20 B28B
TEF | E2MC6201IDB1B3UG | RNT44737/01 | Circular Power Connector DC-C (2 wire) | 2 |  |  | B1-B3 | E2MC6201IDB1B3UG | RNT44737/01 | Circular Power Connector DC-C (2 wire)
TEF | E2MC6201IDB1B3UG | RDH10265/2 | SFP+ SM 10.3Gb/s 1.4km 1310nm | 4 |  |  | B1-B3 | E2MC6201IDB1B3UG | RDH10265/2 | SFP+ SM 10.3Gb/s 1.4km 1310nm
Ericsson | E2MC6201IDB1B3UG | RDH10265/2 | SFP+ SM 10.3Gb/s 1.4km 1310nm | 4 |  |  | B1-B3 | E2MC6201IDB1B3UG | RDH10265/2 | SFP+ SM 10.3Gb/s 1.4km 1310nm
TEF | E2MC6201IDB1B3UG | KRC161635/1 | RADIO UNIT/Radio 4415 B1 | 2 |  |  | B1-B3 | E2MC6201IDB1B3UG | KRC161635/1 | RADIO UNIT/Radio 4415 B1
TEF | E2MC6201IDB1B3UG | RNT44737/01 | Circular Power Connector DC-C (2 wire) | 2 |  |  | B1-B3 | E2MC6201IDB1B3UG | RNT44737/01 | Circular Power Connector DC-C (2 wire)
Ericsson | E2MC6201IDB1B3UG | RDH10265/2 | SFP+ SM 10.3Gb/s 1.4km 1310nm | 4 |  |  | B1-B3 | E2MC6201IDB1B3UG | RDH10265/2 | SFP+ SM 10.3Gb/s 1.4km 1310nm
TEF | E2MC6201IDB1B3UG | RDH10265/2 | SFP+ SM 10.3Gb/s 1.4km 1310nm | 4 |  |  | B1-B3 | E2MC6201IDB1B3UG | RDH10265/2 | SFP+ SM 10.3Gb/s 1.4km 1310nm
Ericsson | E2MC6201IDB1B3UG | RPM777211/01800 | CABLE WITH CONNECTOR/SIGNAL CABLE | 4 |  |  | B1-B3 | E2MC6201IDB1B3UG | RPM777211/01800 | CABLE WITH CONNECTOR/SIGNAL CABLE
Ericsson | E2MC6201IDB1B3UG | RPM777279/00650 | SIGNAL CABLE | 1 |  |  | B1-B3 | E2MC6201IDB1B3UG | RPM777279/00650 | SIGNAL CABLE
Ericsson | E2MC6201IDB1B3UG | SXA1342193/1 | MECHANICAL COMPONENT/Dummy 62 | 1 |  |  | B1-B3 | E2MC6201IDB1B3UG | SXA1342193/1 | MECHANICAL COMPONENT/Dummy 62
Ericsson | E2MC6201IDB1B3UG | SXA1342193/2 | MECHANICAL COMPONENT/Dummy 31 | 2 |  |  | B1-B3 | E2MC6201IDB1B3UG | SXA1342193/2 | MECHANICAL COMPONENT/Dummy 31
Ericsson | 1E2HC6102OAB1B3UG | KDV127621/11 | Baseband 6630 with fan | 2 |  |  | B1-B3 | 1E2HC6102OAB1B3UG | KDV127621/11 | Baseband 6630 with fan
Ericsson | 1E2HC6102OAB1B3UG | RPM777526/02000 | ET Power cable | 2 |  |  | B1-B3 | 1E2HC6102OAB1B3UG | RPM777526/02000 | ET Power cable
Ericsson | 1E2HC6102OAB1B3UG | RPM777567/05000 | Grounding Cable | 2 |  |  | B1-B3 | 1E2HC6102OAB1B3UG | RPM777567/05000 | Grounding Cable
Ericsson | 1E2HC6102OAB1B3UG | SXK1253086/1 | Cable guide | 2 |  |  | B1-B3 | 1E2HC6102OAB1B3UG | SXK1253086/1 | Cable guide
TEF | 1E2HC6102OAB1B3UG | KRC161797/1 | RADIO UNIT/Radio 2238 B8 B20 B28B | 2 |  |  | B1-B3 | 1E2HC6102OAB1B3UG | KRC161797/1 | RADIO UNIT/Radio 2238 B8 B20 B28B
TEF | 1E2HC6102OAB1B3UG | RNT44737/01 | Circular Power Connector DC-C (2 wire) | 2 |  |  | B1-B3 | 1E2HC6102OAB1B3UG | RNT44737/01 | Circular Power Connector DC-C (2 wire)
TEF | 1E2HC6102OAB1B3UG | RDH10265/2 | SFP+ SM 10.3Gb/s 1.4km 1310nm | 4 |  |  | B1-B3 | 1E2HC6102OAB1B3UG | RDH10265/2 | SFP+ SM 10.3Gb/s 1.4km 1310nm
Ericsson | 1E2HC6102OAB1B3UG | RDH10265/2 | SFP+ SM 10.3Gb/s 1.4km 1310nm | 4 |  |  | B1-B3 | 1E2HC6102OAB1B3UG | RDH10265/2 | SFP+ SM 10.3Gb/s 1.4km 1310nm
TEF | 1E2HC6102OAB1B3UG | KRC161635/1 | RADIO UNIT/Radio 4415 B1 | 2 |  |  | B1-B3 | 1E2HC6102OAB1B3UG | KRC161635/1 | RADIO UNIT/Radio 4415 B1
TEF | 1E2HC6102OAB1B3UG | RNT44737/01 | Circular Power Connector DC-C (2 wire) | 2 |  |  | B1-B3 | 1E2HC6102OAB1B3UG | RNT44737/01 | Circular Power Connector DC-C (2 wire)
Ericsson | 1E2HC6102OAB1B3UG | RDH10265/2 | SFP+ SM 10.3Gb/s 1.4km 1310nm | 4 |  |  | B1-B3 | 1E2HC6102OAB1B3UG | RDH10265/2 | SFP+ SM 10.3Gb/s 1.4km 1310nm
TEF | 1E2HC6102OAB1B3UG | RDH10265/2 | SFP+ SM 10.3Gb/s 1.4km 1310nm | 4 |  |  | B1-B3 | 1E2HC6102OAB1B3UG | RDH10265/2 | SFP+ SM 10.3Gb/s 1.4km 1310nm
Ericsson | 1E2HC6102OAB1B3UG | RPM777211/01800 | CABLE WITH CONNECTOR/SIGNAL CABLE | 4 |  |  | B1-B3 | 1E2HC6102OAB1B3UG | RPM777211/01800 | CABLE WITH CONNECTOR/SIGNAL CABLE
Ericsson | 1E2HC6102OAB1B3UG | RPM777279/00650 | SIGNAL CABLE | 1 |  |  | B1-B3 | 1E2HC6102OAB1B3UG | RPM777279/00650 | SIGNAL CABLE
Ericsson | 1E2HC6102OAB1B3UG | SXA1342193/1 | MECHANICAL COMPONENT/Dummy 62 | 1 |  |  | B1-B3 | 1E2HC6102OAB1B3UG | SXA1342193/1 | MECHANICAL COMPONENT/Dummy 62
Ericsson | 1E2HC6102OAB1B3UG | SXA1342193/2 | MECHANICAL COMPONENT/Dummy 31 | 2 |  |  | B1-B3 | 1E2HC6102OAB1B3UG | SXA1342193/2 | MECHANICAL COMPONENT/Dummy 31
Ericsson | 1E2HC6102OAB1B3UG | BMG980336/7 | PDU 01 04; Power Distribution Unit | 1 |  |  | B1-B3 | 1E2HC6102OAB1B3UG | BMG980336/7 | PDU 01 04; Power Distribution Unit
Ericsson | 1E2HC6102OAB1B3UG | RPM77701/00500 | CABLE WITH CONNECTOR/SIGNAL CABLE | 1 |  |  | B1-B3 | 1E2HC6102OAB1B3UG | RPM77701/00500 | CABLE WITH CONNECTOR/SIGNAL CABLE
Ericsson | 1E2HC6102OAB1B3UG | NFT30459/2 | Surge Protection Device, SPD -48V | 2 |  |  | B1-B3 | 1E2HC6102OAB1B3UG | NFT30459/2 | Surge Protection Device, SPD -48V
Ericsson | 1E2HC6102OAB1B3UG | RPM777193/01500 | CABLE WITH CONNECTOR/DC POWER CABLE | 2 |  |  | B1-B3 | 1E2HC6102OAB1B3UG | RPM777193/01500 | CABLE WITH CONNECTOR/DC POWER CABLE
Ericsson | 1E2HC6102OAB1B3UG | NTM1012478/1 | SET OF MATERIALS/Grounding plate Hybrid | 1 |  |  | B1-B3 | 1E2HC6102OAB1B3UG | NTM1012478/1 | SET OF MATERIALS/Grounding plate Hybrid
Ericsson | 1E2MC6102OAB1B3UG | KDV127621/11 | Baseband 6630 with fan | 2 |  |  | B1-B3 | 1E2MC6102OAB1B3UG | KDV127621/11 | Baseband 6630 with fan
Ericsson | 1E2MC6102OAB1B3UG | RPM777526/02000 | ET Power cable | 2 |  |  | B1-B3 | 1E2MC6102OAB1B3UG | RPM777526/02000 | ET Power cable
Ericsson | 1E2MC6102OAB1B3UG | RPM777567/05000 | Grounding Cable | 2 |  |  | B1-B3 | 1E2MC6102OAB1B3UG | RPM777567/05000 | Grounding Cable
Ericsson | 1E2MC6102OAB1B3UG | SXK1253086/1 | Cable guide | 2 |  |  | B1-B3 | 1E2MC6102OAB1B3UG | SXK1253086/1 | Cable guide
TEF | 1E2MC6102OAB1B3UG | KRC161797/1 | RADIO UNIT/Radio 2238 B8 B20 B28B | 2 |  |  | B1-B3 | 1E2MC6102OAB1B3UG | KRC161797/1 | RADIO UNIT/Radio 2238 B8 B20 B28B
TEF | 1E2MC6102OAB1B3UG | RNT44737/01 | Circular Power Connector DC-C (2 wire) | 2 |  |  | B1-B3 | 1E2MC6102OAB1B3UG | RNT44737/01 | Circular Power Connector DC-C (2 wire)
TEF | 1E2MC6102OAB1B3UG | RDH10265/2 | SFP+ SM 10.3Gb/s 1.4km 1310nm | 4 |  |  | B1-B3 | 1E2MC6102OAB1B3UG | RDH10265/2 | SFP+ SM 10.3Gb/s 1.4km 1310nm
Ericsson | 1E2MC6102OAB1B3UG | RDH10265/2 | SFP+ SM 10.3Gb/s 1.4km 1310nm | 4 |  |  | B1-B3 | 1E2MC6102OAB1B3UG | RDH10265/2 | SFP+ SM 10.3Gb/s 1.4km 1310nm
TEF | 1E2MC6102OAB1B3UG | KRC161635/1 | RADIO UNIT/Radio 4415 B1 | 2 |  |  | B1-B3 | 1E2MC6102OAB1B3UG | KRC161635/1 | RADIO UNIT/Radio 4415 B1
TEF | 1E2MC6102OAB1B3UG | RNT44737/01 | Circular Power Connector DC-C (2 wire) | 2 |  |  | B1-B3 | 1E2MC6102OAB1B3UG | RNT44737/01 | Circular Power Connector DC-C (2 wire)
Ericsson | 1E2MC6102OAB1B3UG | RDH10265/2 | SFP+ SM 10.3Gb/s 1.4km 1310nm | 4 |  |  | B1-B3 | 1E2MC6102OAB1B3UG | RDH10265/2 | SFP+ SM 10.3Gb/s 1.4km 1310nm
TEF | 1E2MC6102OAB1B3UG | RDH10265/2 | SFP+ SM 10.3Gb/s 1.4km 1310nm | 4 |  |  | B1-B3 | 1E2MC6102OAB1B3UG | RDH10265/2 | SFP+ SM 10.3Gb/s 1.4km 1310nm
Ericsson | 1E2MC6102OAB1B3UG | RPM777211/01800 | CABLE WITH CONNECTOR/SIGNAL CABLE | 4 |  |  | B1-B3 | 1E2MC6102OAB1B3UG | RPM777211/01800 | CABLE WITH CONNECTOR/SIGNAL CABLE
Ericsson | 1E2MC6102OAB1B3UG | RPM777279/00650 | SIGNAL CABLE | 1 |  |  | B1-B3 | 1E2MC6102OAB1B3UG | RPM777279/00650 | SIGNAL CABLE
Ericsson | 1E2MC6102OAB1B3UG | SXA1342193/1 | MECHANICAL COMPONENT/Dummy 62 | 1 |  |  | B1-B3 | 1E2MC6102OAB1B3UG | SXA1342193/1 | MECHANICAL COMPONENT/Dummy 62
Ericsson | 1E2MC6102OAB1B3UG | SXA1342193/2 | MECHANICAL COMPONENT/Dummy 31 | 2 |  |  | B1-B3 | 1E2MC6102OAB1B3UG | SXA1342193/2 | MECHANICAL COMPONENT/Dummy 31
Ericsson | 1E2MC6102OAB1B3UG | BMG980336/7 | PDU 01 04; Power Distribution Unit | 1 |  |  | B1-B3 | 1E2MC6102OAB1B3UG | BMG980336/7 | PDU 01 04; Power Distribution Unit
Ericsson | 1E2MC6102OAB1B3UG | RPM77701/00500 | CABLE WITH CONNECTOR/SIGNAL CABLE | 1 |  |  | B1-B3 | 1E2MC6102OAB1B3UG | RPM77701/00500 | CABLE WITH CONNECTOR/SIGNAL CABLE
Ericsson | 1E2MC6102OAB1B3UG | NFT30459/2 | Surge Protection Device, SPD -48V | 2 |  |  | B1-B3 | 1E2MC6102OAB1B3UG | NFT30459/2 | Surge Protection Device, SPD -48V
Ericsson | 1E2MC6102OAB1B3UG | RPM777193/01500 | CABLE WITH CONNECTOR/DC POWER CABLE | 2 |  |  | B1-B3 | 1E2MC6102OAB1B3UG | RPM777193/01500 | CABLE WITH CONNECTOR/DC POWER CABLE
Ericsson | 1E2MC6102OAB1B3UG | NTM1012478/1 | SET OF MATERIALS/Grounding plate Hybrid | 1 |  |  | B1-B3 | 1E2MC6102OAB1B3UG | NTM1012478/1 | SET OF MATERIALS/Grounding plate Hybrid
Ericsson | E2HC6102OAB1B3UG | KDV127621/11 | Baseband 6630 with fan | 2 |  |  | B1-B3 | E2HC6102OAB1B3UG | KDV127621/11 | Baseband 6630 with fan
Ericsson | E2HC6102OAB1B3UG | RPM777526/02000 | ET Power cable | 2 |  |  | B1-B3 | E2HC6102OAB1B3UG | RPM777526/02000 | ET Power cable
Ericsson | E2HC6102OAB1B3UG | RPM777567/05000 | Grounding Cable | 2 |  |  | B1-B3 | E2HC6102OAB1B3UG | RPM777567/05000 | Grounding Cable
Ericsson | E2HC6102OAB1B3UG | SXK1253086/1 | Cable guide | 2 |  |  | B1-B3 | E2HC6102OAB1B3UG | SXK1253086/1 | Cable guide
TEF | E2HC6102OAB1B3UG | KRC161797/1 | RADIO UNIT/Radio 2238 B8 B20 B28B | 2 |  |  | B1-B3 | E2HC6102OAB1B3UG | KRC161797/1 | RADIO UNIT/Radio 2238 B8 B20 B28B
TEF | E2HC6102OAB1B3UG | RNT44737/01 | Circular Power Connector DC-C (2 wire) | 2 |  |  | B1-B3 | E2HC6102OAB1B3UG | RNT44737/01 | Circular Power Connector DC-C (2 wire)
TEF | E2HC6102OAB1B3UG | RDH10265/2 | SFP+ SM 10.3Gb/s 1.4km 1310nm | 4 |  |  | B1-B3 | E2HC6102OAB1B3UG | RDH10265/2 | SFP+ SM 10.3Gb/s 1.4km 1310nm
Ericsson | E2HC6102OAB1B3UG | RDH10265/2 | SFP+ SM 10.3Gb/s 1.4km 1310nm | 4 |  |  | B1-B3 | E2HC6102OAB1B3UG | RDH10265/2 | SFP+ SM 10.3Gb/s 1.4km 1310nm
TEF | E2HC6102OAB1B3UG | KRC161635/1 | RADIO UNIT/Radio 4415 B1 | 2 |  |  | B1-B3 | E2HC6102OAB1B3UG | KRC161635/1 | RADIO UNIT/Radio 4415 B1
TEF | E2HC6102OAB1B3UG | RNT44737/01 | Circular Power Connector DC-C (2 wire) | 2 |  |  | B1-B3 | E2HC6102OAB1B3UG | RNT44737/01 | Circular Power Connector DC-C (2 wire)
Ericsson | E2HC6102OAB1B3UG | RDH10265/2 | SFP+ SM 10.3Gb/s 1.4km 1310nm | 4 |  |  | B1-B3 | E2HC6102OAB1B3UG | RDH10265/2 | SFP+ SM 10.3Gb/s 1.4km 1310nm
TEF | E2HC6102OAB1B3UG | RDH10265/2 | SFP+ SM 10.3Gb/s 1.4km 1310nm | 4 |  |  | B1-B3 | E2HC6102OAB1B3UG | RDH10265/2 | SFP+ SM 10.3Gb/s 1.4km 1310nm
Ericsson | E2HC6102OAB1B3UG | RPM777211/01800 | CABLE WITH CONNECTOR/SIGNAL CABLE | 4 |  |  | B1-B3 | E2HC6102OAB1B3UG | RPM777211/01800 | CABLE WITH CONNECTOR/SIGNAL CABLE
Ericsson | E2HC6102OAB1B3UG | RPM777279/00650 | SIGNAL CABLE | 1 |  |  | B1-B3 | E2HC6102OAB1B3UG | RPM777279/00650 | SIGNAL CABLE
Ericsson | E2HC6102OAB1B3UG | KDU127174/3 | PROCESSOR UNIT/DUW 31 01;Digital Unit | 1 |  |  | B1-B3 | E2HC6102OAB1B3UG | KDU127174/3 | PROCESSOR UNIT/DUW 31 01;Digital Unit
Ericsson | E2HC6102OAB1B3UG | RPM777341/01800 | Ethernet cable | 1 |  |  | B1-B3 | E2HC6102OAB1B3UG | RPM777341/01800 | Ethernet cable
Ericsson | E2HC6102OAB1B3UG | SXA1342193/1 | MECHANICAL COMPONENT/Dummy 62 | 1 |  |  | B1-B3 | E2HC6102OAB1B3UG | SXA1342193/1 | MECHANICAL COMPONENT/Dummy 62
Ericsson | E2HC6102OAB1B3UG | SXA1342193/2 | MECHANICAL COMPONENT/Dummy 31 | 2 |  |  | B1-B3 | E2HC6102OAB1B3UG | SXA1342193/2 | MECHANICAL COMPONENT/Dummy 31
Ericsson | E2HC6102OAB1B3UG | BMG980336/7 | PDU 01 04; Power Distribution Unit | 1 |  |  | B1-B3 | E2HC6102OAB1B3UG | BMG980336/7 | PDU 01 04; Power Distribution Unit
Ericsson | E2HC6102OAB1B3UG | RPM77701/00500 | CABLE WITH CONNECTOR/SIGNAL CABLE | 1 |  |  | B1-B3 | E2HC6102OAB1B3UG | RPM77701/00500 | CABLE WITH CONNECTOR/SIGNAL CABLE
Ericsson | E2HC6102OAB1B3UG | NFT30459/2 | Surge Protection Device, SPD -48V | 2 |  |  | B1-B3 | E2HC6102OAB1B3UG | NFT30459/2 | Surge Protection Device, SPD -48V
Ericsson | E2HC6102OAB1B3UG | RPM777193/01500 | CABLE WITH CONNECTOR/DC POWER CABLE | 2 |  |  | B1-B3 | E2HC6102OAB1B3UG | RPM777193/01500 | CABLE WITH CONNECTOR/DC POWER CABLE
Ericsson | E2HC6102OAB1B3UG | NTM1012478/1 | SET OF MATERIALS/Grounding plate Hybrid | 1 |  |  | B1-B3 | E2HC6102OAB1B3UG | NTM1012478/1 | SET OF MATERIALS/Grounding plate Hybrid
Ericsson | E2MC6102OAB1B3UG | KDV127621/11 | Baseband 6630 with fan | 2 |  |  | B1-B3 | E2MC6102OAB1B3UG | KDV127621/11 | Baseband 6630 with fan
Ericsson | E2MC6102OAB1B3UG | RPM777526/02000 | ET Power cable | 2 |  |  | B1-B3 | E2MC6102OAB1B3UG | RPM777526/02000 | ET Power cable
Ericsson | E2MC6102OAB1B3UG | RPM777567/05000 | Grounding Cable | 2 |  |  | B1-B3 | E2MC6102OAB1B3UG | RPM777567/05000 | Grounding Cable
Ericsson | E2MC6102OAB1B3UG | SXK1253086/1 | Cable guide | 2 |  |  | B1-B3 | E2MC6102OAB1B3UG | SXK1253086/1 | Cable guide
TEF | E2MC6102OAB1B3UG | KRC161797/1 | RADIO UNIT/Radio 2238 B8 B20 B28B | 2 |  |  | B1-B3 | E2MC6102OAB1B3UG | KRC161797/1 | RADIO UNIT/Radio 2238 B8 B20 B28B
TEF | E2MC6102OAB1B3UG | RNT44737/01 | Circular Power Connector DC-C (2 wire) | 2 |  |  | B1-B3 | E2MC6102OAB1B3UG | RNT44737/01 | Circular Power Connector DC-C (2 wire)
TEF | E2MC6102OAB1B3UG | RDH10265/2 | SFP+ SM 10.3Gb/s 1.4km 1310nm | 4 |  |  | B1-B3 | E2MC6102OAB1B3UG | RDH10265/2 | SFP+ SM 10.3Gb/s 1.4km 1310nm
Ericsson | E2MC6102OAB1B3UG | RDH10265/2 | SFP+ SM 10.3Gb/s 1.4km 1310nm | 4 |  |  | B1-B3 | E2MC6102OAB1B3UG | RDH10265/2 | SFP+ SM 10.3Gb/s 1.4km 1310nm
TEF | E2MC6102OAB1B3UG | KRC161635/1 | RADIO UNIT/Radio 4415 B1 | 2 |  |  | B1-B3 | E2MC6102OAB1B3UG | KRC161635/1 | RADIO UNIT/Radio 4415 B1
TEF | E2MC6102OAB1B3UG | RNT44737/01 | Circular Power Connector DC-C (2 wire) | 2 |  |  | B1-B3 | E2MC6102OAB1B3UG | RNT44737/01 | Circular Power Connector DC-C (2 wire)
Ericsson | E2MC6102OAB1B3UG | RDH10265/2 | SFP+ SM 10.3Gb/s 1.4km 1310nm | 4 |  |  | B1-B3 | E2MC6102OAB1B3UG | RDH10265/2 | SFP+ SM 10.3Gb/s 1.4km 1310nm
TEF | E2MC6102OAB1B3UG | RDH10265/2 | SFP+ SM 10.3Gb/s 1.4km 1310nm | 4 |  |  | B1-B3 | E2MC6102OAB1B3UG | RDH10265/2 | SFP+ SM 10.3Gb/s 1.4km 1310nm
Ericsson | E2MC6102OAB1B3UG | RPM777211/01800 | CABLE WITH CONNECTOR/SIGNAL CABLE | 4 |  |  | B1-B3 | E2MC6102OAB1B3UG | RPM777211/01800 | CABLE WITH CONNECTOR/SIGNAL CABLE
Ericsson | E2MC6102OAB1B3UG | RPM777279/00650 | SIGNAL CABLE | 1 |  |  | B1-B3 | E2MC6102OAB1B3UG | RPM777279/00650 | SIGNAL CABLE
Ericsson | E2MC6102OAB1B3UG | SXA1342193/1 | MECHANICAL COMPONENT/Dummy 62 | 1 |  |  | B1-B3 | E2MC6102OAB1B3UG | SXA1342193/1 | MECHANICAL COMPONENT/Dummy 62
Ericsson | E2MC6102OAB1B3UG | SXA1342193/2 | MECHANICAL COMPONENT/Dummy 31 | 2 |  |  | B1-B3 | E2MC6102OAB1B3UG | SXA1342193/2 | MECHANICAL COMPONENT/Dummy 31
Ericsson | E2MC6102OAB1B3UG | BMG980336/7 | PDU 01 04; Power Distribution Unit | 1 |  |  | B1-B3 | E2MC6102OAB1B3UG | BMG980336/7 | PDU 01 04; Power Distribution Unit
Ericsson | E2MC6102OAB1B3UG | RPM77701/00500 | CABLE WITH CONNECTOR/SIGNAL CABLE | 1 |  |  | B1-B3 | E2MC6102OAB1B3UG | RPM77701/00500 | CABLE WITH CONNECTOR/SIGNAL CABLE
Ericsson | E2MC6102OAB1B3UG | NFT30459/2 | Surge Protection Device, SPD -48V | 2 |  |  | B1-B3 | E2MC6102OAB1B3UG | NFT30459/2 | Surge Protection Device, SPD -48V
Ericsson | E2MC6102OAB1B3UG | RPM777193/01500 | CABLE WITH CONNECTOR/DC POWER CABLE | 2 |  |  | B1-B3 | E2MC6102OAB1B3UG | RPM777193/01500 | CABLE WITH CONNECTOR/DC POWER CABLE
Ericsson | E2MC6102OAB1B3UG | NTM1012478/1 | SET OF MATERIALS/Grounding plate Hybrid | 1 |  |  | B1-B3 | E2MC6102OAB1B3UG | NTM1012478/1 | SET OF MATERIALS/Grounding plate Hybrid
Ericsson | 1E3NR6201IDB1B3UG | KDV127621/11 | Baseband 6630 with fan | 2 |  |  | B1-B3 | 1E3NR6201IDB1B3UG | KDV127621/11 | Baseband 6630 with fan
Ericsson | 1E3NR6201IDB1B3UG | RPM777526/02000 | ET Power cable | 2 |  |  | B1-B3 | 1E3NR6201IDB1B3UG | RPM777526/02000 | ET Power cable
Ericsson | 1E3NR6201IDB1B3UG | RPM777567/05000 | Grounding Cable | 2 |  |  | B1-B3 | 1E3NR6201IDB1B3UG | RPM777567/05000 | Grounding Cable
Ericsson | 1E3NR6201IDB1B3UG | SXK1253086/1 | Cable guide | 2 |  |  | B1-B3 | 1E3NR6201IDB1B3UG | SXK1253086/1 | Cable guide
TEF | 1E3NR6201IDB1B3UG | KRC161490/1 | Radio 2217 B1 (2100MHz), 10W+10W HWAC incl. | 3 |  |  | B1-B3 | 1E3NR6201IDB1B3UG | KRC161490/1 | Radio 2217 B1 (2100MHz), 10W+10W HWAC incl.
TEF | 1E3NR6201IDB1B3UG | RNT44737/01 | Circular Power Connector DC-C (2 wire) | 3 |  |  | B1-B3 | 1E3NR6201IDB1B3UG | RNT44737/01 | Circular Power Connector DC-C (2 wire)
Ericsson | 1E3NR6201IDB1B3UG | RDH10247/2 | OPTICAL TRANSCEIVER/TRX SM CPRI 614.4-24 | 6 |  |  | B1-B3 | 1E3NR6201IDB1B3UG | RDH10247/2 | OPTICAL TRANSCEIVER/TRX SM CPRI 614.4-24
TEF | 1E3NR6201IDB1B3UG | RDH10247/2 | OPTICAL TRANSCEIVER/TRX SM CPRI 614.4-24 | 6 |  |  | B1-B3 | 1E3NR6201IDB1B3UG | RDH10247/2 | OPTICAL TRANSCEIVER/TRX SM CPRI 614.4-24
Ericsson | 1E3NR6201IDB1B3UG | SXA1342193/2 | MECHANICAL COMPONENT/Dummy 31 | 2 |  |  | B1-B3 | 1E3NR6201IDB1B3UG | SXA1342193/2 | MECHANICAL COMPONENT/Dummy 31
Ericsson | 1E3NR6102OAB1B3UG | KDV127621/11 | Baseband 6630 with fan | 2 |  |  | B1-B3 | 1E3NR6102OAB1B3UG | KDV127621/11 | Baseband 6630 with fan
Ericsson | 1E3NR6102OAB1B3UG | RPM777526/02000 | ET Power cable | 2 |  |  | B1-B3 | 1E3NR6102OAB1B3UG | RPM777526/02000 | ET Power cable
Ericsson | 1E3NR6102OAB1B3UG | RPM777567/05000 | Grounding Cable | 2 |  |  | B1-B3 | 1E3NR6102OAB1B3UG | RPM777567/05000 | Grounding Cable
Ericsson | 1E3NR6102OAB1B3UG | SXK1253086/1 | Cable guide | 2 |  |  | B1-B3 | 1E3NR6102OAB1B3UG | SXK1253086/1 | Cable guide
TEF | 1E3NR6102OAB1B3UG | KRC161490/1 | Radio 2217 B1 (2100MHz), 10W+10W HWAC incl. | 3 |  |  | B1-B3 | 1E3NR6102OAB1B3UG | KRC161490/1 | Radio 2217 B1 (2100MHz), 10W+10W HWAC incl.
TEF | 1E3NR6102OAB1B3UG | RNT44737/01 | Circular Power Connector DC-C (2 wire) | 3 |  |  | B1-B3 | 1E3NR6102OAB1B3UG | RNT44737/01 | Circular Power Connector DC-C (2 wire)
Ericsson | 1E3NR6102OAB1B3UG | RDH10247/2 | OPTICAL TRANSCEIVER/TRX SM CPRI 614.4-24 | 6 |  |  | B1-B3 | 1E3NR6102OAB1B3UG | RDH10247/2 | OPTICAL TRANSCEIVER/TRX SM CPRI 614.4-24
TEF | 1E3NR6102OAB1B3UG | RDH10247/2 | OPTICAL TRANSCEIVER/TRX SM CPRI 614.4-24 | 6 |  |  | B1-B3 | 1E3NR6102OAB1B3UG | RDH10247/2 | OPTICAL TRANSCEIVER/TRX SM CPRI 614.4-24
Ericsson | 1E3NR6102OAB1B3UG | SXA1342193/2 | MECHANICAL COMPONENT/Dummy 31 | 2 |  |  | B1-B3 | 1E3NR6102OAB1B3UG | SXA1342193/2 | MECHANICAL COMPONENT/Dummy 31
Ericsson | 1E3NR6102OAB1B3UG | BMG980336/7 | PDU 01 04; Power Distribution Unit | 1 |  |  | B1-B3 | 1E3NR6102OAB1B3UG | BMG980336/7 | PDU 01 04; Power Distribution Unit
Ericsson | 1E3NR6102OAB1B3UG | RPM77701/00500 | CABLE WITH CONNECTOR/SIGNAL CABLE | 1 |  |  | B1-B3 | 1E3NR6102OAB1B3UG | RPM77701/00500 | CABLE WITH CONNECTOR/SIGNAL CABLE
Ericsson | 1E3NR6102OAB1B3UG | NFT30459/2 | Surge Protection Device, SPD -48V | 3 |  |  | B1-B3 | 1E3NR6102OAB1B3UG | NFT30459/2 | Surge Protection Device, SPD -48V
Ericsson | 1E3NR6102OAB1B3UG | RPM777193/01500 | CABLE WITH CONNECTOR/DC POWER CABLE | 3 |  |  | B1-B3 | 1E3NR6102OAB1B3UG | RPM777193/01500 | CABLE WITH CONNECTOR/DC POWER CABLE
Ericsson | 1E3NR6102OAB1B3UG | NTM1012478/1 | SET OF MATERIALS/Grounding plate Hybrid | 1 |  |  | B1-B3 | 1E3NR6102OAB1B3UG | NTM1012478/1 | SET OF MATERIALS/Grounding plate Hybrid
Ericsson | 1E3NR6102OAB1B3UG | NTM2013977/1 | INSTALMATERIAL SET/Screw kit for expans | 1 |  |  | B1-B3 | 1E3NR6102OAB1B3UG | NTM2013977/1 | INSTALMATERIAL SET/Screw kit for expans
Ericsson | 1E3NR6102OAB1B3UG | SXA1344944/1 | AIR PLATE/Air Plate RF Shelf | 1 |  |  | B1-B3 | 1E3NR6102OAB1B3UG | SXA1344944/1 | AIR PLATE/Air Plate RF Shelf
Ericsson | 1E3NR6201IDB1B3UGNOL18 | KDV127621/11 | Baseband 6630 with fan | 2 |  |  | B1-B3 | 1E3NR6201IDB1B3UGNOL18 | KDV127621/11 | Baseband 6630 with fan
Ericsson | 1E3NR6201IDB1B3UGNOL18 | RPM777526/02000 | ET Power cable | 2 |  |  | B1-B3 | 1E3NR6201IDB1B3UGNOL18 | RPM777526/02000 | ET Power cable
Ericsson | 1E3NR6201IDB1B3UGNOL18 | RPM777567/05000 | Grounding Cable | 2 |  |  | B1-B3 | 1E3NR6201IDB1B3UGNOL18 | RPM777567/05000 | Grounding Cable
Ericsson | 1E3NR6201IDB1B3UGNOL18 | SXK1253086/1 | Cable guide | 2 |  |  | B1-B3 | 1E3NR6201IDB1B3UGNOL18 | SXK1253086/1 | Cable guide
TEF | 1E3NR6201IDB1B3UGNOL18 | KRC161490/1 | Radio 2217 B1 (2100MHz), 10W+10W HWAC incl. | 3 |  |  | B1-B3 | 1E3NR6201IDB1B3UGNOL18 | KRC161490/1 | Radio 2217 B1 (2100MHz), 10W+10W HWAC incl.
TEF | 1E3NR6201IDB1B3UGNOL18 | RNT44737/01 | Circular Power Connector DC-C (2 wire) | 3 |  |  | B1-B3 | 1E3NR6201IDB1B3UGNOL18 | RNT44737/01 | Circular Power Connector DC-C (2 wire)
Ericsson | 1E3NR6201IDB1B3UGNOL18 | RDH10247/2 | OPTICAL TRANSCEIVER/TRX SM CPRI 614.4-24 | 6 |  |  | B1-B3 | 1E3NR6201IDB1B3UGNOL18 | RDH10247/2 | OPTICAL TRANSCEIVER/TRX SM CPRI 614.4-24
TEF | 1E3NR6201IDB1B3UGNOL18 | RDH10247/2 | OPTICAL TRANSCEIVER/TRX SM CPRI 614.4-24 | 6 |  |  | B1-B3 | 1E3NR6201IDB1B3UGNOL18 | RDH10247/2 | OPTICAL TRANSCEIVER/TRX SM CPRI 614.4-24
Ericsson | 1E3NR6201IDB1B3UGNOL18 | SXA1342193/1 | MECHANICAL COMPONENT/Dummy 62 | 5 |  |  | B1-B3 | 1E3NR6201IDB1B3UGNOL18 | SXA1342193/1 | MECHANICAL COMPONENT/Dummy 62
Ericsson | 1E3NR6201IDB1B3UGNOL18 | SXA1342193/2 | MECHANICAL COMPONENT/Dummy 31 | 1 |  |  | B1-B3 | 1E3NR6201IDB1B3UGNOL18 | SXA1342193/2 | MECHANICAL COMPONENT/Dummy 31
Ericsson | 1E3NR6102OAB1B3UGNOL18 | KDV127621/11 | Baseband 6630 with fan | 2 |  |  | B1-B3 | 1E3NR6102OAB1B3UGNOL18 | KDV127621/11 | Baseband 6630 with fan
Ericsson | 1E3NR6102OAB1B3UGNOL18 | RPM777526/02000 | ET Power cable | 2 |  |  | B1-B3 | 1E3NR6102OAB1B3UGNOL18 | RPM777526/02000 | ET Power cable
Ericsson | 1E3NR6102OAB1B3UGNOL18 | RPM777567/05000 | Grounding Cable | 2 |  |  | B1-B3 | 1E3NR6102OAB1B3UGNOL18 | RPM777567/05000 | Grounding Cable
Ericsson | 1E3NR6102OAB1B3UGNOL18 | SXK1253086/1 | Cable guide | 2 |  |  | B1-B3 | 1E3NR6102OAB1B3UGNOL18 | SXK1253086/1 | Cable guide
TEF | 1E3NR6102OAB1B3UGNOL18 | KRC161490/1 | Radio 2217 B1 (2100MHz), 10W+10W HWAC incl. | 3 |  |  | B1-B3 | 1E3NR6102OAB1B3UGNOL18 | KRC161490/1 | Radio 2217 B1 (2100MHz), 10W+10W HWAC incl.
TEF | 1E3NR6102OAB1B3UGNOL18 | RNT44737/01 | Circular Power Connector DC-C (2 wire) | 3 |  |  | B1-B3 | 1E3NR6102OAB1B3UGNOL18 | RNT44737/01 | Circular Power Connector DC-C (2 wire)
Ericsson | 1E3NR6102OAB1B3UGNOL18 | RDH10247/2 | OPTICAL TRANSCEIVER/TRX SM CPRI 614.4-24 | 6 |  |  | B1-B3 | 1E3NR6102OAB1B3UGNOL18 | RDH10247/2 | OPTICAL TRANSCEIVER/TRX SM CPRI 614.4-24
TEF | 1E3NR6102OAB1B3UGNOL18 | RDH10247/2 | OPTICAL TRANSCEIVER/TRX SM CPRI 614.4-24 | 6 |  |  | B1-B3 | 1E3NR6102OAB1B3UGNOL18 | RDH10247/2 | OPTICAL TRANSCEIVER/TRX SM CPRI 614.4-24
Ericsson | 1E3NR6102OAB1B3UGNOL18 | SXA1342193/1 | MECHANICAL COMPONENT/Dummy 62 | 5 |  |  | B1-B3 | 1E3NR6102OAB1B3UGNOL18 | SXA1342193/1 | MECHANICAL COMPONENT/Dummy 62
Ericsson | 1E3NR6102OAB1B3UGNOL18 | SXA1342193/2 | MECHANICAL COMPONENT/Dummy 31 | 1 |  |  | B1-B3 | 1E3NR6102OAB1B3UGNOL18 | SXA1342193/2 | MECHANICAL COMPONENT/Dummy 31
Ericsson | 1E3NR6102OAB1B3UGNOL18 | BMG980336/7 | PDU 01 04; Power Distribution Unit | 1 |  |  | B1-B3 | 1E3NR6102OAB1B3UGNOL18 | BMG980336/7 | PDU 01 04; Power Distribution Unit
Ericsson | 1E3NR6102OAB1B3UGNOL18 | RPM77701/00500 | CABLE WITH CONNECTOR/SIGNAL CABLE | 1 |  |  | B1-B3 | 1E3NR6102OAB1B3UGNOL18 | RPM77701/00500 | CABLE WITH CONNECTOR/SIGNAL CABLE
Ericsson | 1E3NR6102OAB1B3UGNOL18 | NFT30459/2 | Surge Protection Device, SPD -48V | 3 |  |  | B1-B3 | 1E3NR6102OAB1B3UGNOL18 | NFT30459/2 | Surge Protection Device, SPD -48V
Ericsson | 1E3NR6102OAB1B3UGNOL18 | RPM777193/01500 | CABLE WITH CONNECTOR/DC POWER CABLE | 3 |  |  | B1-B3 | 1E3NR6102OAB1B3UGNOL18 | RPM777193/01500 | CABLE WITH CONNECTOR/DC POWER CABLE
Ericsson | 1E3NR6102OAB1B3UGNOL18 | NTM1012478/1 | SET OF MATERIALS/Grounding plate Hybrid | 1 |  |  | B1-B3 | 1E3NR6102OAB1B3UGNOL18 | NTM1012478/1 | SET OF MATERIALS/Grounding plate Hybrid
Ericsson | 1E3NR6102OAB1B3UGNOL18 | NTM2013977/1 | INSTALMATERIAL SET/Screw kit for expans | 1 |  |  | B1-B3 | 1E3NR6102OAB1B3UGNOL18 | NTM2013977/1 | INSTALMATERIAL SET/Screw kit for expans
Ericsson | 1E2NR6201IDB1B3UG | KDV127621/11 | Baseband 6630 with fan | 2 |  |  | B1-B3 | 1E2NR6201IDB1B3UG | KDV127621/11 | Baseband 6630 with fan
Ericsson | 1E2NR6201IDB1B3UG | RPM777526/02000 | ET Power cable | 2 |  |  | B1-B3 | 1E2NR6201IDB1B3UG | RPM777526/02000 | ET Power cable
Ericsson | 1E2NR6201IDB1B3UG | RPM777567/05000 | Grounding Cable | 2 |  |  | B1-B3 | 1E2NR6201IDB1B3UG | RPM777567/05000 | Grounding Cable
Ericsson | 1E2NR6201IDB1B3UG | SXK1253086/1 | Cable guide | 2 |  |  | B1-B3 | 1E2NR6201IDB1B3UG | SXK1253086/1 | Cable guide
TEF | 1E2NR6201IDB1B3UG | KRC161490/1 | Radio 2217 B1 (2100MHz), 10W+10W HWAC incl. | 2 |  |  | B1-B3 | 1E2NR6201IDB1B3UG | KRC161490/1 | Radio 2217 B1 (2100MHz), 10W+10W HWAC incl.
TEF | 1E2NR6201IDB1B3UG | RNT44737/01 | Circular Power Connector DC-C (2 wire) | 2 |  |  | B1-B3 | 1E2NR6201IDB1B3UG | RNT44737/01 | Circular Power Connector DC-C (2 wire)
Ericsson | 1E2NR6201IDB1B3UG | RDH10247/2 | OPTICAL TRANSCEIVER/TRX SM CPRI 614.4-24 | 4 |  |  | B1-B3 | 1E2NR6201IDB1B3UG | RDH10247/2 | OPTICAL TRANSCEIVER/TRX SM CPRI 614.4-24
TEF | 1E2NR6201IDB1B3UG | RDH10247/2 | OPTICAL TRANSCEIVER/TRX SM CPRI 614.4-24 | 4 |  |  | B1-B3 | 1E2NR6201IDB1B3UG | RDH10247/2 | OPTICAL TRANSCEIVER/TRX SM CPRI 614.4-24
Ericsson | 1E2NR6201IDB1B3UG | SXA1342193/1 | MECHANICAL COMPONENT/Dummy 62 | 1 |  |  | B1-B3 | 1E2NR6201IDB1B3UG | SXA1342193/1 | MECHANICAL COMPONENT/Dummy 62
Ericsson | 1E2NR6201IDB1B3UG | SXA1342193/2 | MECHANICAL COMPONENT/Dummy 31 | 2 |  |  | B1-B3 | 1E2NR6201IDB1B3UG | SXA1342193/2 | MECHANICAL COMPONENT/Dummy 31
Ericsson | 1E2NR6102OAB1B3UG | KDV127621/11 | Baseband 6630 with fan | 2 |  |  | B1-B3 | 1E2NR6102OAB1B3UG | KDV127621/11 | Baseband 6630 with fan
Ericsson | 1E2NR6102OAB1B3UG | RPM777526/02000 | ET Power cable | 2 |  |  | B1-B3 | 1E2NR6102OAB1B3UG | RPM777526/02000 | ET Power cable
Ericsson | 1E2NR6102OAB1B3UG | RPM777567/05000 | Grounding Cable | 2 |  |  | B1-B3 | 1E2NR6102OAB1B3UG | RPM777567/05000 | Grounding Cable
Ericsson | 1E2NR6102OAB1B3UG | SXK1253086/1 | Cable guide | 2 |  |  | B1-B3 | 1E2NR6102OAB1B3UG | SXK1253086/1 | Cable guide
TEF | 1E2NR6102OAB1B3UG | KRC161490/1 | Radio 2217 B1 (2100MHz), 10W+10W HWAC incl. | 2 |  |  | B1-B3 | 1E2NR6102OAB1B3UG | KRC161490/1 | Radio 2217 B1 (2100MHz), 10W+10W HWAC incl.
TEF | 1E2NR6102OAB1B3UG | RNT44737/01 | Circular Power Connector DC-C (2 wire) | 2 |  |  | B1-B3 | 1E2NR6102OAB1B3UG | RNT44737/01 | Circular Power Connector DC-C (2 wire)
Ericsson | 1E2NR6102OAB1B3UG | RDH10247/2 | OPTICAL TRANSCEIVER/TRX SM CPRI 614.4-24 | 4 |  |  | B1-B3 | 1E2NR6102OAB1B3UG | RDH10247/2 | OPTICAL TRANSCEIVER/TRX SM CPRI 614.4-24
TEF | 1E2NR6102OAB1B3UG | RDH10247/2 | OPTICAL TRANSCEIVER/TRX SM CPRI 614.4-24 | 4 |  |  | B1-B3 | 1E2NR6102OAB1B3UG | RDH10247/2 | OPTICAL TRANSCEIVER/TRX SM CPRI 614.4-24
Ericsson | 1E2NR6102OAB1B3UG | SXA1342193/1 | MECHANICAL COMPONENT/Dummy 62 | 1 |  |  | B1-B3 | 1E2NR6102OAB1B3UG | SXA1342193/1 | MECHANICAL COMPONENT/Dummy 62
Ericsson | 1E2NR6102OAB1B3UG | SXA1342193/2 | MECHANICAL COMPONENT/Dummy 31 | 2 |  |  | B1-B3 | 1E2NR6102OAB1B3UG | SXA1342193/2 | MECHANICAL COMPONENT/Dummy 31
Ericsson | 1E2NR6102OAB1B3UG | BMG980336/7 | PDU 01 04; Power Distribution Unit | 1 |  |  | B1-B3 | 1E2NR6102OAB1B3UG | BMG980336/7 | PDU 01 04; Power Distribution Unit
Ericsson | 1E2NR6102OAB1B3UG | RPM77701/00500 | CABLE WITH CONNECTOR/SIGNAL CABLE | 1 |  |  | B1-B3 | 1E2NR6102OAB1B3UG | RPM77701/00500 | CABLE WITH CONNECTOR/SIGNAL CABLE
Ericsson | 1E2NR6102OAB1B3UG | NFT30459/2 | Surge Protection Device, SPD -48V | 2 |  |  | B1-B3 | 1E2NR6102OAB1B3UG | NFT30459/2 | Surge Protection Device, SPD -48V
Ericsson | 1E2NR6102OAB1B3UG | RPM777193/01500 | CABLE WITH CONNECTOR/DC POWER CABLE | 2 |  |  | B1-B3 | 1E2NR6102OAB1B3UG | RPM777193/01500 | CABLE WITH CONNECTOR/DC POWER CABLE
Ericsson | 1E2NR6102OAB1B3UG | NTM1012478/1 | SET OF MATERIALS/Grounding plate Hybrid | 1 |  |  | B1-B3 | 1E2NR6102OAB1B3UG | NTM1012478/1 | SET OF MATERIALS/Grounding plate Hybrid
Ericsson | 1E2NR6102OAB1B3UG | NTM2013977/1 | INSTALMATERIAL SET/Screw kit for expans | 1 |  |  | B1-B3 | 1E2NR6102OAB1B3UG | NTM2013977/1 | INSTALMATERIAL SET/Screw kit for expans
Ericsson | 1E2NR6201IDB1B3UGNOL18 | KDV127621/11 | Baseband 6630 with fan | 2 |  |  | B1-B3 | 1E2NR6201IDB1B3UGNOL18 | KDV127621/11 | Baseband 6630 with fan
Ericsson | 1E2NR6201IDB1B3UGNOL18 | RPM777526/02000 | ET Power cable | 2 |  |  | B1-B3 | 1E2NR6201IDB1B3UGNOL18 | RPM777526/02000 | ET Power cable
Ericsson | 1E2NR6201IDB1B3UGNOL18 | RPM777567/05000 | Grounding Cable | 2 |  |  | B1-B3 | 1E2NR6201IDB1B3UGNOL18 | RPM777567/05000 | Grounding Cable
Ericsson | 1E2NR6201IDB1B3UGNOL18 | SXK1253086/1 | Cable guide | 2 |  |  | B1-B3 | 1E2NR6201IDB1B3UGNOL18 | SXK1253086/1 | Cable guide
TEF | 1E2NR6201IDB1B3UGNOL18 | KRC161490/1 | Radio 2217 B1 (2100MHz), 10W+10W HWAC incl. | 2 |  |  | B1-B3 | 1E2NR6201IDB1B3UGNOL18 | KRC161490/1 | Radio 2217 B1 (2100MHz), 10W+10W HWAC incl.
TEF | 1E2NR6201IDB1B3UGNOL18 | RNT44737/01 | Circular Power Connector DC-C (2 wire) | 2 |  |  | B1-B3 | 1E2NR6201IDB1B3UGNOL18 | RNT44737/01 | Circular Power Connector DC-C (2 wire)
Ericsson | 1E2NR6201IDB1B3UGNOL18 | RDH10247/2 | OPTICAL TRANSCEIVER/TRX SM CPRI 614.4-24 | 4 |  |  | B1-B3 | 1E2NR6201IDB1B3UGNOL18 | RDH10247/2 | OPTICAL TRANSCEIVER/TRX SM CPRI 614.4-24
TEF | 1E2NR6201IDB1B3UGNOL18 | RDH10247/2 | OPTICAL TRANSCEIVER/TRX SM CPRI 614.4-24 | 4 |  |  | B1-B3 | 1E2NR6201IDB1B3UGNOL18 | RDH10247/2 | OPTICAL TRANSCEIVER/TRX SM CPRI 614.4-24
Ericsson | 1E2NR6201IDB1B3UGNOL18 | SXA1342193/1 | MECHANICAL COMPONENT/Dummy 62 | 4 |  |  | B1-B3 | 1E2NR6201IDB1B3UGNOL18 | SXA1342193/1 | MECHANICAL COMPONENT/Dummy 62
Ericsson | 1E2NR6201IDB1B3UGNOL18 | SXA1342193/2 | MECHANICAL COMPONENT/Dummy 31 | 1 |  |  | B1-B3 | 1E2NR6201IDB1B3UGNOL18 | SXA1342193/2 | MECHANICAL COMPONENT/Dummy 31
Ericsson | 1E2NR6102OAB1B3UGNOL18 | KDV127621/11 | Baseband 6630 with fan | 2 |  |  | B1-B3 | 1E2NR6102OAB1B3UGNOL18 | KDV127621/11 | Baseband 6630 with fan
Ericsson | 1E2NR6102OAB1B3UGNOL18 | RPM777526/02000 | ET Power cable | 2 |  |  | B1-B3 | 1E2NR6102OAB1B3UGNOL18 | RPM777526/02000 | ET Power cable
Ericsson | 1E2NR6102OAB1B3UGNOL18 | RPM777567/05000 | Grounding Cable | 2 |  |  | B1-B3 | 1E2NR6102OAB1B3UGNOL18 | RPM777567/05000 | Grounding Cable
Ericsson | 1E2NR6102OAB1B3UGNOL18 | SXK1253086/1 | Cable guide | 2 |  |  | B1-B3 | 1E2NR6102OAB1B3UGNOL18 | SXK1253086/1 | Cable guide
TEF | 1E2NR6102OAB1B3UGNOL18 | KRC161490/1 | Radio 2217 B1 (2100MHz), 10W+10W HWAC incl. | 2 |  |  | B1-B3 | 1E2NR6102OAB1B3UGNOL18 | KRC161490/1 | Radio 2217 B1 (2100MHz), 10W+10W HWAC incl.
TEF | 1E2NR6102OAB1B3UGNOL18 | RNT44737/01 | Circular Power Connector DC-C (2 wire) | 2 |  |  | B1-B3 | 1E2NR6102OAB1B3UGNOL18 | RNT44737/01 | Circular Power Connector DC-C (2 wire)
Ericsson | 1E2NR6102OAB1B3UGNOL18 | RDH10247/2 | OPTICAL TRANSCEIVER/TRX SM CPRI 614.4-24 | 4 |  |  | B1-B3 | 1E2NR6102OAB1B3UGNOL18 | RDH10247/2 | OPTICAL TRANSCEIVER/TRX SM CPRI 614.4-24
TEF | 1E2NR6102OAB1B3UGNOL18 | RDH10247/2 | OPTICAL TRANSCEIVER/TRX SM CPRI 614.4-24 | 4 |  |  | B1-B3 | 1E2NR6102OAB1B3UGNOL18 | RDH10247/2 | OPTICAL TRANSCEIVER/TRX SM CPRI 614.4-24
Ericsson | 1E2NR6102OAB1B3UGNOL18 | SXA1342193/1 | MECHANICAL COMPONENT/Dummy 62 | 4 |  |  | B1-B3 | 1E2NR6102OAB1B3UGNOL18 | SXA1342193/1 | MECHANICAL COMPONENT/Dummy 62
Ericsson | 1E2NR6102OAB1B3UGNOL18 | SXA1342193/2 | MECHANICAL COMPONENT/Dummy 31 | 1 |  |  | B1-B3 | 1E2NR6102OAB1B3UGNOL18 | SXA1342193/2 | MECHANICAL COMPONENT/Dummy 31
Ericsson | 1E2NR6102OAB1B3UGNOL18 | BMG980336/7 | PDU 01 04; Power Distribution Unit | 1 |  |  | B1-B3 | 1E2NR6102OAB1B3UGNOL18 | BMG980336/7 | PDU 01 04; Power Distribution Unit
Ericsson | 1E2NR6102OAB1B3UGNOL18 | RPM77701/00500 | CABLE WITH CONNECTOR/SIGNAL CABLE | 1 |  |  | B1-B3 | 1E2NR6102OAB1B3UGNOL18 | RPM77701/00500 | CABLE WITH CONNECTOR/SIGNAL CABLE
Ericsson | 1E2NR6102OAB1B3UGNOL18 | NFT30459/2 | Surge Protection Device, SPD -48V | 2 |  |  | B1-B3 | 1E2NR6102OAB1B3UGNOL18 | NFT30459/2 | Surge Protection Device, SPD -48V
Ericsson | 1E2NR6102OAB1B3UGNOL18 | RPM777193/01500 | CABLE WITH CONNECTOR/DC POWER CABLE | 2 |  |  | B1-B3 | 1E2NR6102OAB1B3UGNOL18 | RPM777193/01500 | CABLE WITH CONNECTOR/DC POWER CABLE
Ericsson | 1E2NR6102OAB1B3UGNOL18 | NTM1012478/1 | SET OF MATERIALS/Grounding plate Hybrid | 1 |  |  | B1-B3 | 1E2NR6102OAB1B3UGNOL18 | NTM1012478/1 | SET OF MATERIALS/Grounding plate Hybrid
Ericsson | 1E2NR6102OAB1B3UGNOL18 | NTM2013977/1 | INSTALMATERIAL SET/Screw kit for expans | 1 |  |  | B1-B3 | 1E2NR6102OAB1B3UGNOL18 | NTM2013977/1 | INSTALMATERIAL SET/Screw kit for expans
Ericsson | 1E3SC6201IDL18B1B3UG | KDV127621/11 | Baseband 6630 with fan | 2 |  |  | B1-B3 | 1E3SC6201IDL18B1B3UG | KDV127621/11 | Baseband 6630 with fan
Ericsson | 1E3SC6201IDL18B1B3UG | RPM777526/02000 | ET Power cable | 2 |  |  | B1-B3 | 1E3SC6201IDL18B1B3UG | RPM777526/02000 | ET Power cable
Ericsson | 1E3SC6201IDL18B1B3UG | RPM777567/05000 | Grounding Cable | 2 |  |  | B1-B3 | 1E3SC6201IDL18B1B3UG | RPM777567/05000 | Grounding Cable
Ericsson | 1E3SC6201IDL18B1B3UG | SXK1253086/1 | Cable guide | 2 |  |  | B1-B3 | 1E3SC6201IDL18B1B3UG | SXK1253086/1 | Cable guide
TEF | 1E3SC6201IDL18B1B3UG | KRC161797/1 | RADIO UNIT/Radio 2238 B8 B20 B28B | 3 |  |  | B1-B3 | 1E3SC6201IDL18B1B3UG | KRC161797/1 | RADIO UNIT/Radio 2238 B8 B20 B28B
TEF | 1E3SC6201IDL18B1B3UG | RNT44737/01 | Circular Power Connector DC-C (2 wire) | 3 |  |  | B1-B3 | 1E3SC6201IDL18B1B3UG | RNT44737/01 | Circular Power Connector DC-C (2 wire)
TEF | 1E3SC6201IDL18B1B3UG | RDH10265/2 | SFP+ SM 10.3Gb/s 1.4km 1310nm | 6 |  |  | B1-B3 | 1E3SC6201IDL18B1B3UG | RDH10265/2 | SFP+ SM 10.3Gb/s 1.4km 1310nm
Ericsson | 1E3SC6201IDL18B1B3UG | RDH10265/2 | SFP+ SM 10.3Gb/s 1.4km 1310nm | 6 |  |  | B1-B3 | 1E3SC6201IDL18B1B3UG | RDH10265/2 | SFP+ SM 10.3Gb/s 1.4km 1310nm
TEF | 1E3SC6201IDL18B1B3UG | KRC161635/1 | RADIO UNIT/Radio 4415 B1 | 3 |  |  | B1-B3 | 1E3SC6201IDL18B1B3UG | KRC161635/1 | RADIO UNIT/Radio 4415 B1
TEF | 1E3SC6201IDL18B1B3UG | RNT44737/01 | Circular Power Connector DC-C (2 wire) | 3 |  |  | B1-B3 | 1E3SC6201IDL18B1B3UG | RNT44737/01 | Circular Power Connector DC-C (2 wire)
Ericsson | 1E3SC6201IDL18B1B3UG | RDH10265/2 | SFP+ SM 10.3Gb/s 1.4km 1310nm | 6 |  |  | B1-B3 | 1E3SC6201IDL18B1B3UG | RDH10265/2 | SFP+ SM 10.3Gb/s 1.4km 1310nm
TEF | 1E3SC6201IDL18B1B3UG | RDH10265/2 | SFP+ SM 10.3Gb/s 1.4km 1310nm | 6 |  |  | B1-B3 | 1E3SC6201IDL18B1B3UG | RDH10265/2 | SFP+ SM 10.3Gb/s 1.4km 1310nm
Ericsson | 1E3SC6201IDL18B1B3UG | SXA1342193/2 | MECHANICAL COMPONENT/Dummy 31 | 2 |  |  | B1-B3 | 1E3SC6201IDL18B1B3UG | SXA1342193/2 | MECHANICAL COMPONENT/Dummy 31
Ericsson | 1E3SC6102OAL18B1B3UG | KDV127621/11 | Baseband 6630 with fan | 2 |  |  | B1-B3 | 1E3SC6102OAL18B1B3UG | KDV127621/11 | Baseband 6630 with fan
Ericsson | 1E3SC6102OAL18B1B3UG | RPM777526/02000 | ET Power cable | 2 |  |  | B1-B3 | 1E3SC6102OAL18B1B3UG | RPM777526/02000 | ET Power cable
Ericsson | 1E3SC6102OAL18B1B3UG | RPM777567/05000 | Grounding Cable | 2 |  |  | B1-B3 | 1E3SC6102OAL18B1B3UG | RPM777567/05000 | Grounding Cable
Ericsson | 1E3SC6102OAL18B1B3UG | SXK1253086/1 | Cable guide | 2 |  |  | B1-B3 | 1E3SC6102OAL18B1B3UG | SXK1253086/1 | Cable guide
TEF | 1E3SC6102OAL18B1B3UG | KRC161797/1 | RADIO UNIT/Radio 2238 B8 B20 B28B | 3 |  |  | B1-B3 | 1E3SC6102OAL18B1B3UG | KRC161797/1 | RADIO UNIT/Radio 2238 B8 B20 B28B
TEF | 1E3SC6102OAL18B1B3UG | RNT44737/01 | Circular Power Connector DC-C (2 wire) | 3 |  |  | B1-B3 | 1E3SC6102OAL18B1B3UG | RNT44737/01 | Circular Power Connector DC-C (2 wire)
TEF | 1E3SC6102OAL18B1B3UG | RDH10265/2 | SFP+ SM 10.3Gb/s 1.4km 1310nm | 6 |  |  | B1-B3 | 1E3SC6102OAL18B1B3UG | RDH10265/2 | SFP+ SM 10.3Gb/s 1.4km 1310nm
Ericsson | 1E3SC6102OAL18B1B3UG | RDH10265/2 | SFP+ SM 10.3Gb/s 1.4km 1310nm | 6 |  |  | B1-B3 | 1E3SC6102OAL18B1B3UG | RDH10265/2 | SFP+ SM 10.3Gb/s 1.4km 1310nm
TEF | 1E3SC6102OAL18B1B3UG | KRC161635/1 | RADIO UNIT/Radio 4415 B1 | 3 |  |  | B1-B3 | 1E3SC6102OAL18B1B3UG | KRC161635/1 | RADIO UNIT/Radio 4415 B1
TEF | 1E3SC6102OAL18B1B3UG | RNT44737/01 | Circular Power Connector DC-C (2 wire) | 3 |  |  | B1-B3 | 1E3SC6102OAL18B1B3UG | RNT44737/01 | Circular Power Connector DC-C (2 wire)
Ericsson | 1E3SC6102OAL18B1B3UG | RDH10265/2 | SFP+ SM 10.3Gb/s 1.4km 1310nm | 6 |  |  | B1-B3 | 1E3SC6102OAL18B1B3UG | RDH10265/2 | SFP+ SM 10.3Gb/s 1.4km 1310nm
TEF | 1E3SC6102OAL18B1B3UG | RDH10265/2 | SFP+ SM 10.3Gb/s 1.4km 1310nm | 6 |  |  | B1-B3 | 1E3SC6102OAL18B1B3UG | RDH10265/2 | SFP+ SM 10.3Gb/s 1.4km 1310nm
Ericsson | 1E3SC6102OAL18B1B3UG | SXA1342193/2 | MECHANICAL COMPONENT/Dummy 31 | 2 |  |  | B1-B3 | 1E3SC6102OAL18B1B3UG | SXA1342193/2 | MECHANICAL COMPONENT/Dummy 31
Ericsson | 1E3SC6102OAL18B1B3UG | BMG980336/7 | PDU 01 04; Power Distribution Unit | 1 |  |  | B1-B3 | 1E3SC6102OAL18B1B3UG | BMG980336/7 | PDU 01 04; Power Distribution Unit
Ericsson | 1E3SC6102OAL18B1B3UG | RPM77701/00500 | CABLE WITH CONNECTOR/SIGNAL CABLE | 1 |  |  | B1-B3 | 1E3SC6102OAL18B1B3UG | RPM77701/00500 | CABLE WITH CONNECTOR/SIGNAL CABLE
Ericsson | 1E3SC6102OAL18B1B3UG | NFT30459/2 | Surge Protection Device, SPD -48V | 3 |  |  | B1-B3 | 1E3SC6102OAL18B1B3UG | NFT30459/2 | Surge Protection Device, SPD -48V
Ericsson | 1E3SC6102OAL18B1B3UG | RPM777193/01500 | CABLE WITH CONNECTOR/DC POWER CABLE | 3 |  |  | B1-B3 | 1E3SC6102OAL18B1B3UG | RPM777193/01500 | CABLE WITH CONNECTOR/DC POWER CABLE
Ericsson | 1E3SC6102OAL18B1B3UG | NTM1012478/1 | SET OF MATERIALS/Grounding plate Hybrid | 1 |  |  | B1-B3 | 1E3SC6102OAL18B1B3UG | NTM1012478/1 | SET OF MATERIALS/Grounding plate Hybrid
Ericsson | 1E3SC6102OAL18B1B3UG | BML161184/1 | RECTIFIER/PSU AC 03; Power Supply Unit | 4 |  |  | B1-B3 | 1E3SC6102OAL18B1B3UG | BML161184/1 | RECTIFIER/PSU AC 03; Power Supply Unit
Ericsson | 1E3SC6102OAL18B1B3UG | SXA1344944/1 | AIR PLATE/Air Plate RF Shelf | 1 |  |  | B1-B3 | 1E3SC6102OAL18B1B3UG | SXA1344944/1 | AIR PLATE/Air Plate RF Shelf
Ericsson | 1E2SC6201IDL18B1B3UG | KDV127621/11 | Baseband 6630 with fan | 2 |  |  | B1-B3 | 1E2SC6201IDL18B1B3UG | KDV127621/11 | Baseband 6630 with fan
Ericsson | 1E2SC6201IDL18B1B3UG | RPM777526/02000 | ET Power cable | 2 |  |  | B1-B3 | 1E2SC6201IDL18B1B3UG | RPM777526/02000 | ET Power cable
Ericsson | 1E2SC6201IDL18B1B3UG | RPM777567/05000 | Grounding Cable | 2 |  |  | B1-B3 | 1E2SC6201IDL18B1B3UG | RPM777567/05000 | Grounding Cable
Ericsson | 1E2SC6201IDL18B1B3UG | SXK1253086/1 | Cable guide | 2 |  |  | B1-B3 | 1E2SC6201IDL18B1B3UG | SXK1253086/1 | Cable guide
TEF | 1E2SC6201IDL18B1B3UG | KRC161797/1 | RADIO UNIT/Radio 2238 B8 B20 B28B | 2 |  |  | B1-B3 | 1E2SC6201IDL18B1B3UG | KRC161797/1 | RADIO UNIT/Radio 2238 B8 B20 B28B
TEF | 1E2SC6201IDL18B1B3UG | RNT44737/01 | Circular Power Connector DC-C (2 wire) | 2 |  |  | B1-B3 | 1E2SC6201IDL18B1B3UG | RNT44737/01 | Circular Power Connector DC-C (2 wire)
TEF | 1E2SC6201IDL18B1B3UG | RDH10265/2 | SFP+ SM 10.3Gb/s 1.4km 1310nm | 4 |  |  | B1-B3 | 1E2SC6201IDL18B1B3UG | RDH10265/2 | SFP+ SM 10.3Gb/s 1.4km 1310nm
Ericsson | 1E2SC6201IDL18B1B3UG | RDH10265/2 | SFP+ SM 10.3Gb/s 1.4km 1310nm | 4 |  |  | B1-B3 | 1E2SC6201IDL18B1B3UG | RDH10265/2 | SFP+ SM 10.3Gb/s 1.4km 1310nm
TEF | 1E2SC6201IDL18B1B3UG | KRC161635/1 | RADIO UNIT/Radio 4415 B1 | 2 |  |  | B1-B3 | 1E2SC6201IDL18B1B3UG | KRC161635/1 | RADIO UNIT/Radio 4415 B1
TEF | 1E2SC6201IDL18B1B3UG | RNT44737/01 | Circular Power Connector DC-C (2 wire) | 2 |  |  | B1-B3 | 1E2SC6201IDL18B1B3UG | RNT44737/01 | Circular Power Connector DC-C (2 wire)
Ericsson | 1E2SC6201IDL18B1B3UG | RDH10265/2 | SFP+ SM 10.3Gb/s 1.4km 1310nm | 4 |  |  | B1-B3 | 1E2SC6201IDL18B1B3UG | RDH10265/2 | SFP+ SM 10.3Gb/s 1.4km 1310nm
TEF | 1E2SC6201IDL18B1B3UG | RDH10265/2 | SFP+ SM 10.3Gb/s 1.4km 1310nm | 4 |  |  | B1-B3 | 1E2SC6201IDL18B1B3UG | RDH10265/2 | SFP+ SM 10.3Gb/s 1.4km 1310nm
Ericsson | 1E2SC6201IDL18B1B3UG | SXA1342193/2 | MECHANICAL COMPONENT/Dummy 31 | 2 |  |  | B1-B3 | 1E2SC6201IDL18B1B3UG | SXA1342193/2 | MECHANICAL COMPONENT/Dummy 31
Ericsson | 1E2SC6102OAL18B1B3UG | KDV127621/11 | Baseband 6630 with fan | 2 |  |  | B1-B3 | 1E2SC6102OAL18B1B3UG | KDV127621/11 | Baseband 6630 with fan
Ericsson | 1E2SC6102OAL18B1B3UG | RPM777526/02000 | ET Power cable | 2 |  |  | B1-B3 | 1E2SC6102OAL18B1B3UG | RPM777526/02000 | ET Power cable
Ericsson | 1E2SC6102OAL18B1B3UG | RPM777567/05000 | Grounding Cable | 2 |  |  | B1-B3 | 1E2SC6102OAL18B1B3UG | RPM777567/05000 | Grounding Cable
Ericsson | 1E2SC6102OAL18B1B3UG | SXK1253086/1 | Cable guide | 2 |  |  | B1-B3 | 1E2SC6102OAL18B1B3UG | SXK1253086/1 | Cable guide
TEF | 1E2SC6102OAL18B1B3UG | KRC161797/1 | RADIO UNIT/Radio 2238 B8 B20 B28B | 2 |  |  | B1-B3 | 1E2SC6102OAL18B1B3UG | KRC161797/1 | RADIO UNIT/Radio 2238 B8 B20 B28B
TEF | 1E2SC6102OAL18B1B3UG | RNT44737/01 | Circular Power Connector DC-C (2 wire) | 2 |  |  | B1-B3 | 1E2SC6102OAL18B1B3UG | RNT44737/01 | Circular Power Connector DC-C (2 wire)
TEF | 1E2SC6102OAL18B1B3UG | RDH10265/2 | SFP+ SM 10.3Gb/s 1.4km 1310nm | 4 |  |  | B1-B3 | 1E2SC6102OAL18B1B3UG | RDH10265/2 | SFP+ SM 10.3Gb/s 1.4km 1310nm
Ericsson | 1E2SC6102OAL18B1B3UG | RDH10265/2 | SFP+ SM 10.3Gb/s 1.4km 1310nm | 4 |  |  | B1-B3 | 1E2SC6102OAL18B1B3UG | RDH10265/2 | SFP+ SM 10.3Gb/s 1.4km 1310nm
TEF | 1E2SC6102OAL18B1B3UG | KRC161635/1 | RADIO UNIT/Radio 4415 B1 | 2 |  |  | B1-B3 | 1E2SC6102OAL18B1B3UG | KRC161635/1 | RADIO UNIT/Radio 4415 B1
TEF | 1E2SC6102OAL18B1B3UG | RNT44737/01 | Circular Power Connector DC-C (2 wire) | 2 |  |  | B1-B3 | 1E2SC6102OAL18B1B3UG | RNT44737/01 | Circular Power Connector DC-C (2 wire)
Ericsson | 1E2SC6102OAL18B1B3UG | RDH10265/2 | SFP+ SM 10.3Gb/s 1.4km 1310nm | 4 |  |  | B1-B3 | 1E2SC6102OAL18B1B3UG | RDH10265/2 | SFP+ SM 10.3Gb/s 1.4km 1310nm
TEF | 1E2SC6102OAL18B1B3UG | RDH10265/2 | SFP+ SM 10.3Gb/s 1.4km 1310nm | 4 |  |  | B1-B3 | 1E2SC6102OAL18B1B3UG | RDH10265/2 | SFP+ SM 10.3Gb/s 1.4km 1310nm
Ericsson | 1E2SC6102OAL18B1B3UG | SXA1342193/2 | MECHANICAL COMPONENT/Dummy 31 | 2 |  |  | B1-B3 | 1E2SC6102OAL18B1B3UG | SXA1342193/2 | MECHANICAL COMPONENT/Dummy 31
Ericsson | 1E2SC6102OAL18B1B3UG | BMG980336/7 | PDU 01 04; Power Distribution Unit | 1 |  |  | B1-B3 | 1E2SC6102OAL18B1B3UG | BMG980336/7 | PDU 01 04; Power Distribution Unit
Ericsson | 1E2SC6102OAL18B1B3UG | RPM77701/00500 | CABLE WITH CONNECTOR/SIGNAL CABLE | 1 |  |  | B1-B3 | 1E2SC6102OAL18B1B3UG | RPM77701/00500 | CABLE WITH CONNECTOR/SIGNAL CABLE
Ericsson | 1E2SC6102OAL18B1B3UG | NFT30459/2 | Surge Protection Device, SPD -48V | 2 |  |  | B1-B3 | 1E2SC6102OAL18B1B3UG | NFT30459/2 | Surge Protection Device, SPD -48V
Ericsson | 1E2SC6102OAL18B1B3UG | RPM777193/01500 | CABLE WITH CONNECTOR/DC POWER CABLE | 2 |  |  | B1-B3 | 1E2SC6102OAL18B1B3UG | RPM777193/01500 | CABLE WITH CONNECTOR/DC POWER CABLE
Ericsson | 1E2SC6102OAL18B1B3UG | NTM1012478/1 | SET OF MATERIALS/Grounding plate Hybrid | 1 |  |  | B1-B3 | 1E2SC6102OAL18B1B3UG | NTM1012478/1 | SET OF MATERIALS/Grounding plate Hybrid
Ericsson | 1E3SC6201IDB1B3UG | KDV127621/11 | Baseband 6630 with fan | 2 |  |  | B1-B3 | 1E3SC6201IDB1B3UG | KDV127621/11 | Baseband 6630 with fan
Ericsson | 1E3SC6201IDB1B3UG | RPM777526/02000 | ET Power cable | 2 |  |  | B1-B3 | 1E3SC6201IDB1B3UG | RPM777526/02000 | ET Power cable
Ericsson | 1E3SC6201IDB1B3UG | RPM777567/05000 | Grounding Cable | 2 |  |  | B1-B3 | 1E3SC6201IDB1B3UG | RPM777567/05000 | Grounding Cable
Ericsson | 1E3SC6201IDB1B3UG | SXK1253086/1 | Cable guide | 2 |  |  | B1-B3 | 1E3SC6201IDB1B3UG | SXK1253086/1 | Cable guide
TEF | 1E3SC6201IDB1B3UG | KRC161797/1 | RADIO UNIT/Radio 2238 B8 B20 B28B | 3 |  |  | B1-B3 | 1E3SC6201IDB1B3UG | KRC161797/1 | RADIO UNIT/Radio 2238 B8 B20 B28B
TEF | 1E3SC6201IDB1B3UG | RNT44737/01 | Circular Power Connector DC-C (2 wire) | 3 |  |  | B1-B3 | 1E3SC6201IDB1B3UG | RNT44737/01 | Circular Power Connector DC-C (2 wire)
TEF | 1E3SC6201IDB1B3UG | RDH10265/2 | SFP+ SM 10.3Gb/s 1.4km 1310nm | 6 |  |  | B1-B3 | 1E3SC6201IDB1B3UG | RDH10265/2 | SFP+ SM 10.3Gb/s 1.4km 1310nm
Ericsson | 1E3SC6201IDB1B3UG | RDH10265/2 | SFP+ SM 10.3Gb/s 1.4km 1310nm | 6 |  |  | B1-B3 | 1E3SC6201IDB1B3UG | RDH10265/2 | SFP+ SM 10.3Gb/s 1.4km 1310nm
TEF | 1E3SC6201IDB1B3UG | KRC161635/1 | RADIO UNIT/Radio 4415 B1 | 3 |  |  | B1-B3 | 1E3SC6201IDB1B3UG | KRC161635/1 | RADIO UNIT/Radio 4415 B1
TEF | 1E3SC6201IDB1B3UG | RNT44737/01 | Circular Power Connector DC-C (2 wire) | 3 |  |  | B1-B3 | 1E3SC6201IDB1B3UG | RNT44737/01 | Circular Power Connector DC-C (2 wire)
Ericsson | 1E3SC6201IDB1B3UG | RDH10265/2 | SFP+ SM 10.3Gb/s 1.4km 1310nm | 6 |  |  | B1-B3 | 1E3SC6201IDB1B3UG | RDH10265/2 | SFP+ SM 10.3Gb/s 1.4km 1310nm
TEF | 1E3SC6201IDB1B3UG | RDH10265/2 | SFP+ SM 10.3Gb/s 1.4km 1310nm | 6 |  |  | B1-B3 | 1E3SC6201IDB1B3UG | RDH10265/2 | SFP+ SM 10.3Gb/s 1.4km 1310nm
Ericsson | 1E3SC6201IDB1B3UGL21AD6 | KDV127621/11 | Baseband 6630 with fan | 2 |  |  | B1-B3 | 1E3SC6201IDB1B3UGL21AD6 | KDV127621/11 | Baseband 6630 with fan
Ericsson | 1E3SC6201IDB1B3UGL21AD6 | RPM777526/02000 | ET Power cable | 2 |  |  | B1-B3 | 1E3SC6201IDB1B3UGL21AD6 | RPM777526/02000 | ET Power cable
Ericsson | 1E3SC6201IDB1B3UGL21AD6 | RPM777567/05000 | Grounding Cable | 2 |  |  | B1-B3 | 1E3SC6201IDB1B3UGL21AD6 | RPM777567/05000 | Grounding Cable
Ericsson | 1E3SC6201IDB1B3UGL21AD6 | SXK1253086/1 | Cable guide | 2 |  |  | B1-B3 | 1E3SC6201IDB1B3UGL21AD6 | SXK1253086/1 | Cable guide
TEF | 1E3SC6201IDB1B3UGL21AD6 | KRC161797/1 | RADIO UNIT/Radio 2238 B8 B20 B28B | 3 |  |  | B1-B3 | 1E3SC6201IDB1B3UGL21AD6 | KRC161797/1 | RADIO UNIT/Radio 2238 B8 B20 B28B
TEF | 1E3SC6201IDB1B3UGL21AD6 | RNT44737/01 | Circular Power Connector DC-C (2 wire) | 3 |  |  | B1-B3 | 1E3SC6201IDB1B3UGL21AD6 | RNT44737/01 | Circular Power Connector DC-C (2 wire)
TEF | 1E3SC6201IDB1B3UGL21AD6 | RDH10265/2 | SFP+ SM 10.3Gb/s 1.4km 1310nm | 6 |  |  | B1-B3 | 1E3SC6201IDB1B3UGL21AD6 | RDH10265/2 | SFP+ SM 10.3Gb/s 1.4km 1310nm
Ericsson | 1E3SC6201IDB1B3UGL21AD6 | RDH10265/2 | SFP+ SM 10.3Gb/s 1.4km 1310nm | 6 |  |  | B1-B3 | 1E3SC6201IDB1B3UGL21AD6 | RDH10265/2 | SFP+ SM 10.3Gb/s 1.4km 1310nm
TEF | 1E3SC6201IDB1B3UGL21AD6 | KRC161635/1 | RADIO UNIT/Radio 4415 B1 | 3 |  |  | B1-B3 | 1E3SC6201IDB1B3UGL21AD6 | KRC161635/1 | RADIO UNIT/Radio 4415 B1
TEF | 1E3SC6201IDB1B3UGL21AD6 | RNT44737/01 | Circular Power Connector DC-C (2 wire) | 3 |  |  | B1-B3 | 1E3SC6201IDB1B3UGL21AD6 | RNT44737/01 | Circular Power Connector DC-C (2 wire)
Ericsson | 1E3SC6201IDB1B3UGL21AD6 | RDH10265/2 | SFP+ SM 10.3Gb/s 1.4km 1310nm | 6 |  |  | B1-B3 | 1E3SC6201IDB1B3UGL21AD6 | RDH10265/2 | SFP+ SM 10.3Gb/s 1.4km 1310nm
TEF | 1E3SC6201IDB1B3UGL21AD6 | RDH10265/2 | SFP+ SM 10.3Gb/s 1.4km 1310nm | 6 |  |  | B1-B3 | 1E3SC6201IDB1B3UGL21AD6 | RDH10265/2 | SFP+ SM 10.3Gb/s 1.4km 1310nm
Ericsson | 1E3SC6201IDB1B3AL18UG | KDV127621/11 | Baseband 6630 with fan | 2 |  |  | B1-B3 | 1E3SC6201IDB1B3AL18UG | KDV127621/11 | Baseband 6630 with fan
Ericsson | 1E3SC6201IDB1B3AL18UG | RPM777526/02000 | ET Power cable | 2 |  |  | B1-B3 | 1E3SC6201IDB1B3AL18UG | RPM777526/02000 | ET Power cable
Ericsson | 1E3SC6201IDB1B3AL18UG | RPM777567/05000 | Grounding Cable | 2 |  |  | B1-B3 | 1E3SC6201IDB1B3AL18UG | RPM777567/05000 | Grounding Cable
Ericsson | 1E3SC6201IDB1B3AL18UG | SXK1253086/1 | Cable guide | 2 |  |  | B1-B3 | 1E3SC6201IDB1B3AL18UG | SXK1253086/1 | Cable guide
TEF | 1E3SC6201IDB1B3AL18UG | KRC161797/1 | RADIO UNIT/Radio 2238 B8 B20 B28B | 3 |  |  | B1-B3 | 1E3SC6201IDB1B3AL18UG | KRC161797/1 | RADIO UNIT/Radio 2238 B8 B20 B28B
TEF | 1E3SC6201IDB1B3AL18UG | RNT44737/01 | Circular Power Connector DC-C (2 wire) | 3 |  |  | B1-B3 | 1E3SC6201IDB1B3AL18UG | RNT44737/01 | Circular Power Connector DC-C (2 wire)
TEF | 1E3SC6201IDB1B3AL18UG | RDH10265/2 | SFP+ SM 10.3Gb/s 1.4km 1310nm | 6 |  |  | B1-B3 | 1E3SC6201IDB1B3AL18UG | RDH10265/2 | SFP+ SM 10.3Gb/s 1.4km 1310nm
Ericsson | 1E3SC6201IDB1B3AL18UG | RDH10265/2 | SFP+ SM 10.3Gb/s 1.4km 1310nm | 6 |  |  | B1-B3 | 1E3SC6201IDB1B3AL18UG | RDH10265/2 | SFP+ SM 10.3Gb/s 1.4km 1310nm
TEF | 1E3SC6201IDB1B3AL18UG | KRC161635/1 | RADIO UNIT/Radio 4415 B1 | 3 |  |  | B1-B3 | 1E3SC6201IDB1B3AL18UG | KRC161635/1 | RADIO UNIT/Radio 4415 B1
TEF | 1E3SC6201IDB1B3AL18UG | RNT44737/01 | Circular Power Connector DC-C (2 wire) | 3 |  |  | B1-B3 | 1E3SC6201IDB1B3AL18UG | RNT44737/01 | Circular Power Connector DC-C (2 wire)
Ericsson | 1E3SC6201IDB1B3AL18UG | RDH10265/2 | SFP+ SM 10.3Gb/s 1.4km 1310nm | 6 |  |  | B1-B3 | 1E3SC6201IDB1B3AL18UG | RDH10265/2 | SFP+ SM 10.3Gb/s 1.4km 1310nm
TEF | 1E3SC6201IDB1B3AL18UG | RDH10265/2 | SFP+ SM 10.3Gb/s 1.4km 1310nm | 6 |  |  | B1-B3 | 1E3SC6201IDB1B3AL18UG | RDH10265/2 | SFP+ SM 10.3Gb/s 1.4km 1310nm
Ericsson | 1E3SC6201IDB1B3AL18UG | KRC161637/1 | TRANSCEIVER/Radio 4415 B3;Radio Unit | 2 |  |  | B1-B3 | 1E3SC6201IDB1B3AL18UG | KRC161637/1 | TRANSCEIVER/Radio 4415 B3;Radio Unit
Ericsson | 1E3SC6201IDB1B3AL18UG | NTB1010327/2 | Subrack kit | 1 |  |  | B1-B3 | 1E3SC6201IDB1B3AL18UG | NTB1010327/2 | Subrack kit
Ericsson | 1E3SC6201IDB1B3AL18UG | NTB1010326/2 | Frame kit (only for 6201) | 1 |  |  | B1-B3 | 1E3SC6201IDB1B3AL18UG | NTB1010326/2 | Frame kit (only for 6201)
Ericsson | 1E3SC6201IDB1B3AL18UG | RPM777034/00550 | EARTH CABLE M6 (dual) cable lug to M6 cable lug | 2 |  |  | B1-B3 | 1E3SC6201IDB1B3AL18UG | RPM777034/00550 | EARTH CABLE M6 (dual) cable lug to M6 cable lug
Ericsson | 1E3SC6201IDB1B3AL18UG | RPM777583/01000 | DC Power cable | 2 |  |  | B1-B3 | 1E3SC6201IDB1B3AL18UG | RPM777583/01000 | DC Power cable
Ericsson | 1E3SC6201IDB1B3AL18UG | SXA2151177/1 | Cable shelf 0.5U | 2 |  |  | B1-B3 | 1E3SC6201IDB1B3AL18UG | SXA2151177/1 | Cable shelf 0.5U
Ericsson | 1E3SC6201IDB1B3AL18UG | SXA2151640/2 | 9U shelf plate | 1 |  |  | B1-B3 | 1E3SC6201IDB1B3AL18UG | SXA2151640/2 | 9U shelf plate
Ericsson | 1E3SC6201IDB1B3AL18UG | SXA2151171/1 | Air resistor 0.5U | 1 |  |  | B1-B3 | 1E3SC6201IDB1B3AL18UG | SXA2151171/1 | Air resistor 0.5U
Ericsson | 1E3SC6201IDB1B3AL18UG | BMG980336/7 | PDU 01 04; Power Distribution Unit | 1 |  |  | B1-B3 | 1E3SC6201IDB1B3AL18UG | BMG980336/7 | PDU 01 04; Power Distribution Unit
Ericsson | 1E3SC6201IDB1B3AL18UG | SXK1252029/3 | 1.5 U power sub rack | 1 |  |  | B1-B3 | 1E3SC6201IDB1B3AL18UG | SXK1252029/3 | 1.5 U power sub rack
Ericsson | 1E3SC6201IDB1B3AL18UG | SXK111539/1 | M6 kit | 1 |  |  | B1-B3 | 1E3SC6201IDB1B3AL18UG | SXK111539/1 | M6 kit
Ericsson | 1E3SC6201IDB1B3AL18UG | SXA2152667/4 | 1.5U power rack shelf1 left | 1 |  |  | B1-B3 | 1E3SC6201IDB1B3AL18UG | SXA2152667/4 | 1.5U power rack shelf1 left
Ericsson | 1E3SC6201IDB1B3AL18UG | SXA2152668/4 | 1.5U power rack shelf1 right | 1 |  |  | B1-B3 | 1E3SC6201IDB1B3AL18UG | SXA2152668/4 | 1.5U power rack shelf1 right
Ericsson | 1E3SC6201IDB1B3AL18UG | BMG980392/1 | PCU DC 08 | 1 |  |  | B1-B3 | 1E3SC6201IDB1B3AL18UG | BMG980392/1 | PCU DC 08
Ericsson | 1E3SC6201IDB1B3AL18UG | RPM77718/00350 | Power cable | 1 |  |  | B1-B3 | 1E3SC6201IDB1B3AL18UG | RPM77718/00350 | Power cable
Ericsson | 1E3SC6201IDB1B3AL18UG | SXK1098257/1 | Unit dummy | 1 |  |  | B1-B3 | 1E3SC6201IDB1B3AL18UG | SXK1098257/1 | Unit dummy
Ericsson | 1E3SC6201IDB1B3AL18UG | RPM2533512/2000 | CPRI DU-RRU | 4 |  |  | B1-B3 | 1E3SC6201IDB1B3AL18UG | RPM2533512/2000 | CPRI DU-RRU
Ericsson | 1E3SC6201IDB1B3AL18UG | RDH10247/2 | OPTICAL TRANSCEIVER/TRX SM CPRI 614.4-24 | 8 |  |  | B1-B3 | 1E3SC6201IDB1B3AL18UG | RDH10247/2 | OPTICAL TRANSCEIVER/TRX SM CPRI 614.4-24
Ericsson | 1E3SC6201IDB1B3AL18UG | SXK1098257/2 | RRU dummy | 1 |  |  | B1-B3 | 1E3SC6201IDB1B3AL18UG | SXK1098257/2 | RRU dummy
Ericsson | 1E3SC6201IDB1B3AL18UG | SDF111320/2 | Connector sleeve | 1 |  |  | B1-B3 | 1E3SC6201IDB1B3AL18UG | SDF111320/2 | Connector sleeve
Ericsson | E3SC6201IDB1B3UG | KDV127621/11 | Baseband 6630 with fan | 2 |  |  | B1-B3 | E3SC6201IDB1B3UG | KDV127621/11 | Baseband 6630 with fan
Ericsson | E3SC6201IDB1B3UG | RPM777526/02000 | ET Power cable | 2 |  |  | B1-B3 | E3SC6201IDB1B3UG | RPM777526/02000 | ET Power cable
Ericsson | E3SC6201IDB1B3UG | RPM777567/05000 | Grounding Cable | 2 |  |  | B1-B3 | E3SC6201IDB1B3UG | RPM777567/05000 | Grounding Cable
Ericsson | E3SC6201IDB1B3UG | SXK1253086/1 | Cable guide | 2 |  |  | B1-B3 | E3SC6201IDB1B3UG | SXK1253086/1 | Cable guide
TEF | E3SC6201IDB1B3UG | KRC161797/1 | RADIO UNIT/Radio 2238 B8 B20 B28B | 3 |  |  | B1-B3 | E3SC6201IDB1B3UG | KRC161797/1 | RADIO UNIT/Radio 2238 B8 B20 B28B
TEF | E3SC6201IDB1B3UG | RNT44737/01 | Circular Power Connector DC-C (2 wire) | 3 |  |  | B1-B3 | E3SC6201IDB1B3UG | RNT44737/01 | Circular Power Connector DC-C (2 wire)
TEF | E3SC6201IDB1B3UG | RDH10265/2 | SFP+ SM 10.3Gb/s 1.4km 1310nm | 6 |  |  | B1-B3 | E3SC6201IDB1B3UG | RDH10265/2 | SFP+ SM 10.3Gb/s 1.4km 1310nm
Ericsson | E3SC6201IDB1B3UG | RDH10265/2 | SFP+ SM 10.3Gb/s 1.4km 1310nm | 6 |  |  | B1-B3 | E3SC6201IDB1B3UG | RDH10265/2 | SFP+ SM 10.3Gb/s 1.4km 1310nm
TEF | E3SC6201IDB1B3UG | KRC161635/1 | RADIO UNIT/Radio 4415 B1 | 3 |  |  | B1-B3 | E3SC6201IDB1B3UG | KRC161635/1 | RADIO UNIT/Radio 4415 B1
TEF | E3SC6201IDB1B3UG | RNT44737/01 | Circular Power Connector DC-C (2 wire) | 3 |  |  | B1-B3 | E3SC6201IDB1B3UG | RNT44737/01 | Circular Power Connector DC-C (2 wire)
Ericsson | E3SC6201IDB1B3UG | RDH10265/2 | SFP+ SM 10.3Gb/s 1.4km 1310nm | 6 |  |  | B1-B3 | E3SC6201IDB1B3UG | RDH10265/2 | SFP+ SM 10.3Gb/s 1.4km 1310nm
TEF | E3SC6201IDB1B3UG | RDH10265/2 | SFP+ SM 10.3Gb/s 1.4km 1310nm | 6 |  |  | B1-B3 | E3SC6201IDB1B3UG | RDH10265/2 | SFP+ SM 10.3Gb/s 1.4km 1310nm
Ericsson | E3SC6201IDB1B3UG | RPM777211/01800 | CABLE WITH CONNECTOR/SIGNAL CABLE | 6 |  |  | B1-B3 | E3SC6201IDB1B3UG | RPM777211/01800 | CABLE WITH CONNECTOR/SIGNAL CABLE
Ericsson | E3SC6201IDB1B3UG | RPM777279/00650 | SIGNAL CABLE | 1 |  |  | B1-B3 | E3SC6201IDB1B3UG | RPM777279/00650 | SIGNAL CABLE
Ericsson | E3SC6201IDB1B3UG | SXA1342193/1 | MECHANICAL COMPONENT/Dummy 62 | 1 |  |  | B1-B3 | E3SC6201IDB1B3UG | SXA1342193/1 | MECHANICAL COMPONENT/Dummy 62
Ericsson | E3SC6201IDB1B3AL18UG | KDV127621/11 | Baseband 6630 with fan | 2 |  |  | B1-B3 | E3SC6201IDB1B3AL18UG | KDV127621/11 | Baseband 6630 with fan
Ericsson | E3SC6201IDB1B3AL18UG | RPM777526/02000 | ET Power cable | 2 |  |  | B1-B3 | E3SC6201IDB1B3AL18UG | RPM777526/02000 | ET Power cable
Ericsson | E3SC6201IDB1B3AL18UG | RPM777567/05000 | Grounding Cable | 2 |  |  | B1-B3 | E3SC6201IDB1B3AL18UG | RPM777567/05000 | Grounding Cable
Ericsson | E3SC6201IDB1B3AL18UG | SXK1253086/1 | Cable guide | 2 |  |  | B1-B3 | E3SC6201IDB1B3AL18UG | SXK1253086/1 | Cable guide
TEF | E3SC6201IDB1B3AL18UG | KRC161797/1 | RADIO UNIT/Radio 2238 B8 B20 B28B | 3 |  |  | B1-B3 | E3SC6201IDB1B3AL18UG | KRC161797/1 | RADIO UNIT/Radio 2238 B8 B20 B28B
TEF | E3SC6201IDB1B3AL18UG | RNT44737/01 | Circular Power Connector DC-C (2 wire) | 3 |  |  | B1-B3 | E3SC6201IDB1B3AL18UG | RNT44737/01 | Circular Power Connector DC-C (2 wire)
TEF | E3SC6201IDB1B3AL18UG | RDH10265/2 | SFP+ SM 10.3Gb/s 1.4km 1310nm | 6 |  |  | B1-B3 | E3SC6201IDB1B3AL18UG | RDH10265/2 | SFP+ SM 10.3Gb/s 1.4km 1310nm
Ericsson | E3SC6201IDB1B3AL18UG | RDH10265/2 | SFP+ SM 10.3Gb/s 1.4km 1310nm | 6 |  |  | B1-B3 | E3SC6201IDB1B3AL18UG | RDH10265/2 | SFP+ SM 10.3Gb/s 1.4km 1310nm
TEF | E3SC6201IDB1B3AL18UG | KRC161635/1 | RADIO UNIT/Radio 4415 B1 | 3 |  |  | B1-B3 | E3SC6201IDB1B3AL18UG | KRC161635/1 | RADIO UNIT/Radio 4415 B1
TEF | E3SC6201IDB1B3AL18UG | RNT44737/01 | Circular Power Connector DC-C (2 wire) | 3 |  |  | B1-B3 | E3SC6201IDB1B3AL18UG | RNT44737/01 | Circular Power Connector DC-C (2 wire)
Ericsson | E3SC6201IDB1B3AL18UG | RDH10265/2 | SFP+ SM 10.3Gb/s 1.4km 1310nm | 6 |  |  | B1-B3 | E3SC6201IDB1B3AL18UG | RDH10265/2 | SFP+ SM 10.3Gb/s 1.4km 1310nm
TEF | E3SC6201IDB1B3AL18UG | RDH10265/2 | SFP+ SM 10.3Gb/s 1.4km 1310nm | 6 |  |  | B1-B3 | E3SC6201IDB1B3AL18UG | RDH10265/2 | SFP+ SM 10.3Gb/s 1.4km 1310nm
Ericsson | E3SC6201IDB1B3AL18UG | RPM777211/01800 | CABLE WITH CONNECTOR/SIGNAL CABLE | 6 |  |  | B1-B3 | E3SC6201IDB1B3AL18UG | RPM777211/01800 | CABLE WITH CONNECTOR/SIGNAL CABLE
Ericsson | E3SC6201IDB1B3AL18UG | RPM777279/00650 | SIGNAL CABLE | 1 |  |  | B1-B3 | E3SC6201IDB1B3AL18UG | RPM777279/00650 | SIGNAL CABLE
Ericsson | E3SC6201IDB1B3AL18UG | SXA1342193/1 | MECHANICAL COMPONENT/Dummy 62 | 1 |  |  | B1-B3 | E3SC6201IDB1B3AL18UG | SXA1342193/1 | MECHANICAL COMPONENT/Dummy 62
Ericsson | E3SC6201IDB1B3AL18UG | KRC161637/1 | TRANSCEIVER/Radio 4415 B3;Radio Unit | 2 |  |  | B1-B3 | E3SC6201IDB1B3AL18UG | KRC161637/1 | TRANSCEIVER/Radio 4415 B3;Radio Unit
Ericsson | E3SC6201IDB1B3AL18UG | NTB1010327/2 | Subrack kit | 1 |  |  | B1-B3 | E3SC6201IDB1B3AL18UG | NTB1010327/2 | Subrack kit
Ericsson | E3SC6201IDB1B3AL18UG | NTB1010326/2 | Frame kit (only for 6201) | 1 |  |  | B1-B3 | E3SC6201IDB1B3AL18UG | NTB1010326/2 | Frame kit (only for 6201)
Ericsson | E3SC6201IDB1B3AL18UG | RPM777034/00550 | EARTH CABLE M6 (dual) cable lug to M6 cable lug | 2 |  |  | B1-B3 | E3SC6201IDB1B3AL18UG | RPM777034/00550 | EARTH CABLE M6 (dual) cable lug to M6 cable lug
Ericsson | E3SC6201IDB1B3AL18UG | RPM777583/01000 | DC Power cable | 2 |  |  | B1-B3 | E3SC6201IDB1B3AL18UG | RPM777583/01000 | DC Power cable
Ericsson | E3SC6201IDB1B3AL18UG | SXA2151177/1 | Cable shelf 0.5U | 2 |  |  | B1-B3 | E3SC6201IDB1B3AL18UG | SXA2151177/1 | Cable shelf 0.5U
Ericsson | E3SC6201IDB1B3AL18UG | SXA2151640/2 | 9U shelf plate | 1 |  |  | B1-B3 | E3SC6201IDB1B3AL18UG | SXA2151640/2 | 9U shelf plate
Ericsson | E3SC6201IDB1B3AL18UG | SXA2151171/1 | Air resistor 0.5U | 1 |  |  | B1-B3 | E3SC6201IDB1B3AL18UG | SXA2151171/1 | Air resistor 0.5U
Ericsson | E3SC6201IDB1B3AL18UG | BMG980336/7 | PDU 01 04; Power Distribution Unit | 1 |  |  | B1-B3 | E3SC6201IDB1B3AL18UG | BMG980336/7 | PDU 01 04; Power Distribution Unit
Ericsson | E3SC6201IDB1B3AL18UG | SXK1252029/3 | 1.5 U power sub rack | 1 |  |  | B1-B3 | E3SC6201IDB1B3AL18UG | SXK1252029/3 | 1.5 U power sub rack
Ericsson | E3SC6201IDB1B3AL18UG | SXK111539/1 | M6 kit | 1 |  |  | B1-B3 | E3SC6201IDB1B3AL18UG | SXK111539/1 | M6 kit
Ericsson | E3SC6201IDB1B3AL18UG | SXA2152667/4 | 1.5U power rack shelf1 left | 1 |  |  | B1-B3 | E3SC6201IDB1B3AL18UG | SXA2152667/4 | 1.5U power rack shelf1 left
Ericsson | E3SC6201IDB1B3AL18UG | SXA2152668/4 | 1.5U power rack shelf1 right | 1 |  |  | B1-B3 | E3SC6201IDB1B3AL18UG | SXA2152668/4 | 1.5U power rack shelf1 right
Ericsson | E3SC6201IDB1B3AL18UG | BMG980392/1 | PCU DC 08 | 1 |  |  | B1-B3 | E3SC6201IDB1B3AL18UG | BMG980392/1 | PCU DC 08
Ericsson | E3SC6201IDB1B3AL18UG | RPM77718/00350 | Power cable | 1 |  |  | B1-B3 | E3SC6201IDB1B3AL18UG | RPM77718/00350 | Power cable
Ericsson | E3SC6201IDB1B3AL18UG | SXK1098257/1 | Unit dummy | 1 |  |  | B1-B3 | E3SC6201IDB1B3AL18UG | SXK1098257/1 | Unit dummy
Ericsson | E3SC6201IDB1B3AL18UG | RPM2533512/2000 | CPRI DU-RRU | 4 |  |  | B1-B3 | E3SC6201IDB1B3AL18UG | RPM2533512/2000 | CPRI DU-RRU
Ericsson | E3SC6201IDB1B3AL18UG | RDH10247/2 | OPTICAL TRANSCEIVER/TRX SM CPRI 614.4-24 | 8 |  |  | B1-B3 | E3SC6201IDB1B3AL18UG | RDH10247/2 | OPTICAL TRANSCEIVER/TRX SM CPRI 614.4-24
Ericsson | E3SC6201IDB1B3AL18UG | SXK1098257/2 | RRU dummy | 1 |  |  | B1-B3 | E3SC6201IDB1B3AL18UG | SXK1098257/2 | RRU dummy
Ericsson | E3SC6201IDB1B3AL18UG | SDF111320/2 | Connector sleeve | 1 |  |  | B1-B3 | E3SC6201IDB1B3AL18UG | SDF111320/2 | Connector sleeve
Ericsson | 1E3SC6102OAB1B3UG | KDV127621/11 | Baseband 6630 with fan | 2 |  |  | B1-B3 | 1E3SC6102OAB1B3UG | KDV127621/11 | Baseband 6630 with fan
Ericsson | 1E3SC6102OAB1B3UG | RPM777526/02000 | ET Power cable | 2 |  |  | B1-B3 | 1E3SC6102OAB1B3UG | RPM777526/02000 | ET Power cable
Ericsson | 1E3SC6102OAB1B3UG | RPM777567/05000 | Grounding Cable | 2 |  |  | B1-B3 | 1E3SC6102OAB1B3UG | RPM777567/05000 | Grounding Cable
Ericsson | 1E3SC6102OAB1B3UG | SXK1253086/1 | Cable guide | 2 |  |  | B1-B3 | 1E3SC6102OAB1B3UG | SXK1253086/1 | Cable guide
TEF | 1E3SC6102OAB1B3UG | KRC161797/1 | RADIO UNIT/Radio 2238 B8 B20 B28B | 3 |  |  | B1-B3 | 1E3SC6102OAB1B3UG | KRC161797/1 | RADIO UNIT/Radio 2238 B8 B20 B28B
TEF | 1E3SC6102OAB1B3UG | RNT44737/01 | Circular Power Connector DC-C (2 wire) | 3 |  |  | B1-B3 | 1E3SC6102OAB1B3UG | RNT44737/01 | Circular Power Connector DC-C (2 wire)
TEF | 1E3SC6102OAB1B3UG | RDH10265/2 | SFP+ SM 10.3Gb/s 1.4km 1310nm | 6 |  |  | B1-B3 | 1E3SC6102OAB1B3UG | RDH10265/2 | SFP+ SM 10.3Gb/s 1.4km 1310nm
Ericsson | 1E3SC6102OAB1B3UG | RDH10265/2 | SFP+ SM 10.3Gb/s 1.4km 1310nm | 6 |  |  | B1-B3 | 1E3SC6102OAB1B3UG | RDH10265/2 | SFP+ SM 10.3Gb/s 1.4km 1310nm
TEF | 1E3SC6102OAB1B3UG | KRC161635/1 | RADIO UNIT/Radio 4415 B1 | 3 |  |  | B1-B3 | 1E3SC6102OAB1B3UG | KRC161635/1 | RADIO UNIT/Radio 4415 B1
TEF | 1E3SC6102OAB1B3UG | RNT44737/01 | Circular Power Connector DC-C (2 wire) | 3 |  |  | B1-B3 | 1E3SC6102OAB1B3UG | RNT44737/01 | Circular Power Connector DC-C (2 wire)
Ericsson | 1E3SC6102OAB1B3UG | RDH10265/2 | SFP+ SM 10.3Gb/s 1.4km 1310nm | 6 |  |  | B1-B3 | 1E3SC6102OAB1B3UG | RDH10265/2 | SFP+ SM 10.3Gb/s 1.4km 1310nm
TEF | 1E3SC6102OAB1B3UG | RDH10265/2 | SFP+ SM 10.3Gb/s 1.4km 1310nm | 6 |  |  | B1-B3 | 1E3SC6102OAB1B3UG | RDH10265/2 | SFP+ SM 10.3Gb/s 1.4km 1310nm
Ericsson | 1E3SC6102OAB1B3UG | BMG980336/7 | PDU 01 04; Power Distribution Unit | 1 |  |  | B1-B3 | 1E3SC6102OAB1B3UG | BMG980336/7 | PDU 01 04; Power Distribution Unit
Ericsson | 1E3SC6102OAB1B3UG | RPM77701/00500 | CABLE WITH CONNECTOR/SIGNAL CABLE | 1 |  |  | B1-B3 | 1E3SC6102OAB1B3UG | RPM77701/00500 | CABLE WITH CONNECTOR/SIGNAL CABLE
Ericsson | 1E3SC6102OAB1B3UG | NFT30459/2 | Surge Protection Device, SPD -48V | 3 |  |  | B1-B3 | 1E3SC6102OAB1B3UG | NFT30459/2 | Surge Protection Device, SPD -48V
Ericsson | 1E3SC6102OAB1B3UG | RPM777193/01500 | CABLE WITH CONNECTOR/DC POWER CABLE | 3 |  |  | B1-B3 | 1E3SC6102OAB1B3UG | RPM777193/01500 | CABLE WITH CONNECTOR/DC POWER CABLE
Ericsson | 1E3SC6102OAB1B3UG | NTM1012478/1 | SET OF MATERIALS/Grounding plate Hybrid | 1 |  |  | B1-B3 | 1E3SC6102OAB1B3UG | NTM1012478/1 | SET OF MATERIALS/Grounding plate Hybrid
Ericsson | 1E3SC6102OAB1B3UG | BML161184/1 | RECTIFIER/PSU AC 03; Power Supply Unit | 4 |  |  | B1-B3 | 1E3SC6102OAB1B3UG | BML161184/1 | RECTIFIER/PSU AC 03; Power Supply Unit
Ericsson | 1E3SC6102OAB1B3AL18UG | KDV127621/11 | Baseband 6630 with fan | 2 |  |  | B1-B3 | 1E3SC6102OAB1B3AL18UG | KDV127621/11 | Baseband 6630 with fan
Ericsson | 1E3SC6102OAB1B3AL18UG | RPM777526/02000 | ET Power cable | 2 |  |  | B1-B3 | 1E3SC6102OAB1B3AL18UG | RPM777526/02000 | ET Power cable
Ericsson | 1E3SC6102OAB1B3AL18UG | RPM777567/05000 | Grounding Cable | 2 |  |  | B1-B3 | 1E3SC6102OAB1B3AL18UG | RPM777567/05000 | Grounding Cable
Ericsson | 1E3SC6102OAB1B3AL18UG | SXK1253086/1 | Cable guide | 2 |  |  | B1-B3 | 1E3SC6102OAB1B3AL18UG | SXK1253086/1 | Cable guide
TEF | 1E3SC6102OAB1B3AL18UG | KRC161797/1 | RADIO UNIT/Radio 2238 B8 B20 B28B | 3 |  |  | B1-B3 | 1E3SC6102OAB1B3AL18UG | KRC161797/1 | RADIO UNIT/Radio 2238 B8 B20 B28B
TEF | 1E3SC6102OAB1B3AL18UG | RNT44737/01 | Circular Power Connector DC-C (2 wire) | 3 |  |  | B1-B3 | 1E3SC6102OAB1B3AL18UG | RNT44737/01 | Circular Power Connector DC-C (2 wire)
TEF | 1E3SC6102OAB1B3AL18UG | RDH10265/2 | SFP+ SM 10.3Gb/s 1.4km 1310nm | 6 |  |  | B1-B3 | 1E3SC6102OAB1B3AL18UG | RDH10265/2 | SFP+ SM 10.3Gb/s 1.4km 1310nm
Ericsson | 1E3SC6102OAB1B3AL18UG | RDH10265/2 | SFP+ SM 10.3Gb/s 1.4km 1310nm | 6 |  |  | B1-B3 | 1E3SC6102OAB1B3AL18UG | RDH10265/2 | SFP+ SM 10.3Gb/s 1.4km 1310nm
TEF | 1E3SC6102OAB1B3AL18UG | KRC161635/1 | RADIO UNIT/Radio 4415 B1 | 3 |  |  | B1-B3 | 1E3SC6102OAB1B3AL18UG | KRC161635/1 | RADIO UNIT/Radio 4415 B1
TEF | 1E3SC6102OAB1B3AL18UG | RNT44737/01 | Circular Power Connector DC-C (2 wire) | 3 |  |  | B1-B3 | 1E3SC6102OAB1B3AL18UG | RNT44737/01 | Circular Power Connector DC-C (2 wire)
Ericsson | 1E3SC6102OAB1B3AL18UG | RDH10265/2 | SFP+ SM 10.3Gb/s 1.4km 1310nm | 6 |  |  | B1-B3 | 1E3SC6102OAB1B3AL18UG | RDH10265/2 | SFP+ SM 10.3Gb/s 1.4km 1310nm
TEF | 1E3SC6102OAB1B3AL18UG | RDH10265/2 | SFP+ SM 10.3Gb/s 1.4km 1310nm | 6 |  |  | B1-B3 | 1E3SC6102OAB1B3AL18UG | RDH10265/2 | SFP+ SM 10.3Gb/s 1.4km 1310nm
Ericsson | 1E3SC6102OAB1B3AL18UG | BMG980336/7 | PDU 01 04; Power Distribution Unit | 1 |  |  | B1-B3 | 1E3SC6102OAB1B3AL18UG | BMG980336/7 | PDU 01 04; Power Distribution Unit
Ericsson | 1E3SC6102OAB1B3AL18UG | RPM77701/00500 | CABLE WITH CONNECTOR/SIGNAL CABLE | 1 |  |  | B1-B3 | 1E3SC6102OAB1B3AL18UG | RPM77701/00500 | CABLE WITH CONNECTOR/SIGNAL CABLE
Ericsson | 1E3SC6102OAB1B3AL18UG | NFT30459/2 | Surge Protection Device, SPD -48V | 3 |  |  | B1-B3 | 1E3SC6102OAB1B3AL18UG | NFT30459/2 | Surge Protection Device, SPD -48V
Ericsson | 1E3SC6102OAB1B3AL18UG | RPM777193/01500 | CABLE WITH CONNECTOR/DC POWER CABLE | 3 |  |  | B1-B3 | 1E3SC6102OAB1B3AL18UG | RPM777193/01500 | CABLE WITH CONNECTOR/DC POWER CABLE
Ericsson | 1E3SC6102OAB1B3AL18UG | NTM1012478/1 | SET OF MATERIALS/Grounding plate Hybrid | 1 |  |  | B1-B3 | 1E3SC6102OAB1B3AL18UG | NTM1012478/1 | SET OF MATERIALS/Grounding plate Hybrid
Ericsson | 1E3SC6102OAB1B3AL18UG | KRC161637/1 | TRANSCEIVER/Radio 4415 B3;Radio Unit | 2 |  |  | B1-B3 | 1E3SC6102OAB1B3AL18UG | KRC161637/1 | TRANSCEIVER/Radio 4415 B3;Radio Unit
Ericsson | 1E3SC6102OAB1B3AL18UG | NTB1010327/2 | Subrack kit | 1 |  |  | B1-B3 | 1E3SC6102OAB1B3AL18UG | NTB1010327/2 | Subrack kit
Ericsson | 1E3SC6102OAB1B3AL18UG | SXA1344944/1 | AIR PLATE/Air Plate RF Shelf | 1 |  |  | B1-B3 | 1E3SC6102OAB1B3AL18UG | SXA1344944/1 | AIR PLATE/Air Plate RF Shelf
Ericsson | 1E3SC6102OAB1B3AL18UG | RPM2533512/2000 | CPRI DU-RRU | 4 |  |  | B1-B3 | 1E3SC6102OAB1B3AL18UG | RPM2533512/2000 | CPRI DU-RRU
Ericsson | 1E3SC6102OAB1B3AL18UG | RDH10247/2 | OPTICAL TRANSCEIVER/TRX SM CPRI 614.4-24 | 8 |  |  | B1-B3 | 1E3SC6102OAB1B3AL18UG | RDH10247/2 | OPTICAL TRANSCEIVER/TRX SM CPRI 614.4-24
Ericsson | 1E3SC6102OAB1B3AL18UG | RPM777034/00550 | EARTH CABLE M6 (dual) cable lug to M6 cable lug | 2 |  |  | B1-B3 | 1E3SC6102OAB1B3AL18UG | RPM777034/00550 | EARTH CABLE M6 (dual) cable lug to M6 cable lug
Ericsson | 1E3SC6102OAB1B3AL18UG | RPM777583/01000 | DC Power cable | 2 |  |  | B1-B3 | 1E3SC6102OAB1B3AL18UG | RPM777583/01000 | DC Power cable
Ericsson | 1E3SC6102OAB1B3AL18UG | BMG980336/7 | PDU 01 04; Power Distribution Unit | 1 |  |  | B1-B3 | 1E3SC6102OAB1B3AL18UG | BMG980336/7 | PDU 01 04; Power Distribution Unit
Ericsson | 1E3SC6102OAB1B3AL18UG | RPM77701/00500 | CABLE WITH CONNECTOR/SIGNAL CABLE | 1 |  |  | B1-B3 | 1E3SC6102OAB1B3AL18UG | RPM77701/00500 | CABLE WITH CONNECTOR/SIGNAL CABLE
Ericsson | 1E3SC6102OAB1B3AL18UG | SXK1098257/2 | RRU dummy | 1 |  |  | B1-B3 | 1E3SC6102OAB1B3AL18UG | SXK1098257/2 | RRU dummy
Ericsson | 1E3SC6102OAB1B3AL18UG | BML161184/1 | RECTIFIER/PSU AC 03; Power Supply Unit | 4 |  |  | B1-B3 | 1E3SC6102OAB1B3AL18UG | BML161184/1 | RECTIFIER/PSU AC 03; Power Supply Unit
Ericsson | E3SC6102OAB1B3UG | KDV127621/11 | Baseband 6630 with fan | 2 |  |  | B1-B3 | E3SC6102OAB1B3UG | KDV127621/11 | Baseband 6630 with fan
Ericsson | E3SC6102OAB1B3UG | RPM777526/02000 | ET Power cable | 2 |  |  | B1-B3 | E3SC6102OAB1B3UG | RPM777526/02000 | ET Power cable
Ericsson | E3SC6102OAB1B3UG | RPM777567/05000 | Grounding Cable | 2 |  |  | B1-B3 | E3SC6102OAB1B3UG | RPM777567/05000 | Grounding Cable
Ericsson | E3SC6102OAB1B3UG | SXK1253086/1 | Cable guide | 2 |  |  | B1-B3 | E3SC6102OAB1B3UG | SXK1253086/1 | Cable guide
TEF | E3SC6102OAB1B3UG | KRC161797/1 | RADIO UNIT/Radio 2238 B8 B20 B28B | 3 |  |  | B1-B3 | E3SC6102OAB1B3UG | KRC161797/1 | RADIO UNIT/Radio 2238 B8 B20 B28B
TEF | E3SC6102OAB1B3UG | RNT44737/01 | Circular Power Connector DC-C (2 wire) | 3 |  |  | B1-B3 | E3SC6102OAB1B3UG | RNT44737/01 | Circular Power Connector DC-C (2 wire)
TEF | E3SC6102OAB1B3UG | RDH10265/2 | SFP+ SM 10.3Gb/s 1.4km 1310nm | 6 |  |  | B1-B3 | E3SC6102OAB1B3UG | RDH10265/2 | SFP+ SM 10.3Gb/s 1.4km 1310nm
Ericsson | E3SC6102OAB1B3UG | RDH10265/2 | SFP+ SM 10.3Gb/s 1.4km 1310nm | 6 |  |  | B1-B3 | E3SC6102OAB1B3UG | RDH10265/2 | SFP+ SM 10.3Gb/s 1.4km 1310nm
TEF | E3SC6102OAB1B3UG | KRC161635/1 | RADIO UNIT/Radio 4415 B1 | 3 |  |  | B1-B3 | E3SC6102OAB1B3UG | KRC161635/1 | RADIO UNIT/Radio 4415 B1
TEF | E3SC6102OAB1B3UG | RNT44737/01 | Circular Power Connector DC-C (2 wire) | 3 |  |  | B1-B3 | E3SC6102OAB1B3UG | RNT44737/01 | Circular Power Connector DC-C (2 wire)
Ericsson | E3SC6102OAB1B3UG | RDH10265/2 | SFP+ SM 10.3Gb/s 1.4km 1310nm | 6 |  |  | B1-B3 | E3SC6102OAB1B3UG | RDH10265/2 | SFP+ SM 10.3Gb/s 1.4km 1310nm
TEF | E3SC6102OAB1B3UG | RDH10265/2 | SFP+ SM 10.3Gb/s 1.4km 1310nm | 6 |  |  | B1-B3 | E3SC6102OAB1B3UG | RDH10265/2 | SFP+ SM 10.3Gb/s 1.4km 1310nm
Ericsson | E3SC6102OAB1B3UG | BMG980336/7 | PDU 01 04; Power Distribution Unit | 1 |  |  | B1-B3 | E3SC6102OAB1B3UG | BMG980336/7 | PDU 01 04; Power Distribution Unit
Ericsson | E3SC6102OAB1B3UG | RPM77701/00500 | CABLE WITH CONNECTOR/SIGNAL CABLE | 1 |  |  | B1-B3 | E3SC6102OAB1B3UG | RPM77701/00500 | CABLE WITH CONNECTOR/SIGNAL CABLE
Ericsson | E3SC6102OAB1B3UG | NFT30459/2 | Surge Protection Device, SPD -48V | 3 |  |  | B1-B3 | E3SC6102OAB1B3UG | NFT30459/2 | Surge Protection Device, SPD -48V
Ericsson | E3SC6102OAB1B3UG | RPM777193/01500 | CABLE WITH CONNECTOR/DC POWER CABLE | 3 |  |  | B1-B3 | E3SC6102OAB1B3UG | RPM777193/01500 | CABLE WITH CONNECTOR/DC POWER CABLE
Ericsson | E3SC6102OAB1B3UG | NTM1012478/1 | SET OF MATERIALS/Grounding plate Hybrid | 1 |  |  | B1-B3 | E3SC6102OAB1B3UG | NTM1012478/1 | SET OF MATERIALS/Grounding plate Hybrid
Ericsson | E3SC6102OAB1B3UG | RPM777211/01800 | CABLE WITH CONNECTOR/SIGNAL CABLE | 6 |  |  | B1-B3 | E3SC6102OAB1B3UG | RPM777211/01800 | CABLE WITH CONNECTOR/SIGNAL CABLE
Ericsson | E3SC6102OAB1B3UG | RPM777279/00650 | SIGNAL CABLE | 1 |  |  | B1-B3 | E3SC6102OAB1B3UG | RPM777279/00650 | SIGNAL CABLE
Ericsson | E3SC6102OAB1B3UG | SXA1342193/1 | MECHANICAL COMPONENT/Dummy 62 | 1 |  |  | B1-B3 | E3SC6102OAB1B3UG | SXA1342193/1 | MECHANICAL COMPONENT/Dummy 62
Ericsson | E3SC6102OAB1B3UG | BML161184/1 | RECTIFIER/PSU AC 03; Power Supply Unit | 4 |  |  | B1-B3 | E3SC6102OAB1B3UG | BML161184/1 | RECTIFIER/PSU AC 03; Power Supply Unit
Ericsson | E3SC6102OAB1B3AL18UG | KDV127621/11 | Baseband 6630 with fan | 2 |  |  | B1-B3 | E3SC6102OAB1B3AL18UG | KDV127621/11 | Baseband 6630 with fan
Ericsson | E3SC6102OAB1B3AL18UG | RPM777526/02000 | ET Power cable | 2 |  |  | B1-B3 | E3SC6102OAB1B3AL18UG | RPM777526/02000 | ET Power cable
Ericsson | E3SC6102OAB1B3AL18UG | RPM777567/05000 | Grounding Cable | 2 |  |  | B1-B3 | E3SC6102OAB1B3AL18UG | RPM777567/05000 | Grounding Cable
Ericsson | E3SC6102OAB1B3AL18UG | SXK1253086/1 | Cable guide | 2 |  |  | B1-B3 | E3SC6102OAB1B3AL18UG | SXK1253086/1 | Cable guide
TEF | E3SC6102OAB1B3AL18UG | KRC161797/1 | RADIO UNIT/Radio 2238 B8 B20 B28B | 3 |  |  | B1-B3 | E3SC6102OAB1B3AL18UG | KRC161797/1 | RADIO UNIT/Radio 2238 B8 B20 B28B
TEF | E3SC6102OAB1B3AL18UG | RNT44737/01 | Circular Power Connector DC-C (2 wire) | 3 |  |  | B1-B3 | E3SC6102OAB1B3AL18UG | RNT44737/01 | Circular Power Connector DC-C (2 wire)
TEF | E3SC6102OAB1B3AL18UG | RDH10265/2 | SFP+ SM 10.3Gb/s 1.4km 1310nm | 6 |  |  | B1-B3 | E3SC6102OAB1B3AL18UG | RDH10265/2 | SFP+ SM 10.3Gb/s 1.4km 1310nm
Ericsson | E3SC6102OAB1B3AL18UG | RDH10265/2 | SFP+ SM 10.3Gb/s 1.4km 1310nm | 6 |  |  | B1-B3 | E3SC6102OAB1B3AL18UG | RDH10265/2 | SFP+ SM 10.3Gb/s 1.4km 1310nm
TEF | E3SC6102OAB1B3AL18UG | KRC161635/1 | RADIO UNIT/Radio 4415 B1 | 3 |  |  | B1-B3 | E3SC6102OAB1B3AL18UG | KRC161635/1 | RADIO UNIT/Radio 4415 B1
TEF | E3SC6102OAB1B3AL18UG | RNT44737/01 | Circular Power Connector DC-C (2 wire) | 3 |  |  | B1-B3 | E3SC6102OAB1B3AL18UG | RNT44737/01 | Circular Power Connector DC-C (2 wire)
Ericsson | E3SC6102OAB1B3AL18UG | RDH10265/2 | SFP+ SM 10.3Gb/s 1.4km 1310nm | 6 |  |  | B1-B3 | E3SC6102OAB1B3AL18UG | RDH10265/2 | SFP+ SM 10.3Gb/s 1.4km 1310nm
TEF | E3SC6102OAB1B3AL18UG | RDH10265/2 | SFP+ SM 10.3Gb/s 1.4km 1310nm | 6 |  |  | B1-B3 | E3SC6102OAB1B3AL18UG | RDH10265/2 | SFP+ SM 10.3Gb/s 1.4km 1310nm
Ericsson | E3SC6102OAB1B3AL18UG | BMG980336/7 | PDU 01 04; Power Distribution Unit | 1 |  |  | B1-B3 | E3SC6102OAB1B3AL18UG | BMG980336/7 | PDU 01 04; Power Distribution Unit
Ericsson | E3SC6102OAB1B3AL18UG | RPM77701/00500 | CABLE WITH CONNECTOR/SIGNAL CABLE | 1 |  |  | B1-B3 | E3SC6102OAB1B3AL18UG | RPM77701/00500 | CABLE WITH CONNECTOR/SIGNAL CABLE
Ericsson | E3SC6102OAB1B3AL18UG | NFT30459/2 | Surge Protection Device, SPD -48V | 3 |  |  | B1-B3 | E3SC6102OAB1B3AL18UG | NFT30459/2 | Surge Protection Device, SPD -48V
Ericsson | E3SC6102OAB1B3AL18UG | RPM777193/01500 | CABLE WITH CONNECTOR/DC POWER CABLE | 3 |  |  | B1-B3 | E3SC6102OAB1B3AL18UG | RPM777193/01500 | CABLE WITH CONNECTOR/DC POWER CABLE
Ericsson | E3SC6102OAB1B3AL18UG | NTM1012478/1 | SET OF MATERIALS/Grounding plate Hybrid | 1 |  |  | B1-B3 | E3SC6102OAB1B3AL18UG | NTM1012478/1 | SET OF MATERIALS/Grounding plate Hybrid
Ericsson | E3SC6102OAB1B3AL18UG | RPM777211/01800 | CABLE WITH CONNECTOR/SIGNAL CABLE | 6 |  |  | B1-B3 | E3SC6102OAB1B3AL18UG | RPM777211/01800 | CABLE WITH CONNECTOR/SIGNAL CABLE
Ericsson | E3SC6102OAB1B3AL18UG | RPM777279/00650 | SIGNAL CABLE | 1 |  |  | B1-B3 | E3SC6102OAB1B3AL18UG | RPM777279/00650 | SIGNAL CABLE
Ericsson | E3SC6102OAB1B3AL18UG | SXA1342193/1 | MECHANICAL COMPONENT/Dummy 62 | 1 |  |  | B1-B3 | E3SC6102OAB1B3AL18UG | SXA1342193/1 | MECHANICAL COMPONENT/Dummy 62
Ericsson | E3SC6102OAB1B3AL18UG | KRC161637/1 | TRANSCEIVER/Radio 4415 B3;Radio Unit | 2 |  |  | B1-B3 | E3SC6102OAB1B3AL18UG | KRC161637/1 | TRANSCEIVER/Radio 4415 B3;Radio Unit
Ericsson | E3SC6102OAB1B3AL18UG | NTB1010327/2 | Subrack kit | 1 |  |  | B1-B3 | E3SC6102OAB1B3AL18UG | NTB1010327/2 | Subrack kit
Ericsson | E3SC6102OAB1B3AL18UG | SXA1344944/1 | AIR PLATE/Air Plate RF Shelf | 1 |  |  | B1-B3 | E3SC6102OAB1B3AL18UG | SXA1344944/1 | AIR PLATE/Air Plate RF Shelf
Ericsson | E3SC6102OAB1B3AL18UG | RPM2533512/2000 | CPRI DU-RRU | 4 |  |  | B1-B3 | E3SC6102OAB1B3AL18UG | RPM2533512/2000 | CPRI DU-RRU
Ericsson | E3SC6102OAB1B3AL18UG | RDH10247/2 | OPTICAL TRANSCEIVER/TRX SM CPRI 614.4-24 | 8 |  |  | B1-B3 | E3SC6102OAB1B3AL18UG | RDH10247/2 | OPTICAL TRANSCEIVER/TRX SM CPRI 614.4-24
Ericsson | E3SC6102OAB1B3AL18UG | RPM777034/00550 | EARTH CABLE M6 (dual) cable lug to M6 cable lug | 2 |  |  | B1-B3 | E3SC6102OAB1B3AL18UG | RPM777034/00550 | EARTH CABLE M6 (dual) cable lug to M6 cable lug
Ericsson | E3SC6102OAB1B3AL18UG | RPM777583/01000 | DC Power cable | 2 |  |  | B1-B3 | E3SC6102OAB1B3AL18UG | RPM777583/01000 | DC Power cable
Ericsson | E3SC6102OAB1B3AL18UG | BMG980336/7 | PDU 01 04; Power Distribution Unit | 1 |  |  | B1-B3 | E3SC6102OAB1B3AL18UG | BMG980336/7 | PDU 01 04; Power Distribution Unit
Ericsson | E3SC6102OAB1B3AL18UG | RPM77701/00500 | CABLE WITH CONNECTOR/SIGNAL CABLE | 1 |  |  | B1-B3 | E3SC6102OAB1B3AL18UG | RPM77701/00500 | CABLE WITH CONNECTOR/SIGNAL CABLE
Ericsson | E3SC6102OAB1B3AL18UG | SXK1098257/2 | RRU dummy | 1 |  |  | B1-B3 | E3SC6102OAB1B3AL18UG | SXK1098257/2 | RRU dummy
Ericsson | E3SC6102OAB1B3AL18UG | BML161184/1 | RECTIFIER/PSU AC 03; Power Supply Unit | 4 |  |  | B1-B3 | E3SC6102OAB1B3AL18UG | BML161184/1 | RECTIFIER/PSU AC 03; Power Supply Unit
Ericsson | 1E3SC6102OAB1B3UGL21AD6 | KDV127621/11 | Baseband 6630 with fan | 2 |  |  | B1-B3 | 1E3SC6102OAB1B3UGL21AD6 | KDV127621/11 | Baseband 6630 with fan
Ericsson | 1E3SC6102OAB1B3UGL21AD6 | RPM777526/02000 | ET Power cable | 2 |  |  | B1-B3 | 1E3SC6102OAB1B3UGL21AD6 | RPM777526/02000 | ET Power cable
Ericsson | 1E3SC6102OAB1B3UGL21AD6 | RPM777567/05000 | Grounding Cable | 2 |  |  | B1-B3 | 1E3SC6102OAB1B3UGL21AD6 | RPM777567/05000 | Grounding Cable
Ericsson | 1E3SC6102OAB1B3UGL21AD6 | SXK1253086/1 | Cable guide | 2 |  |  | B1-B3 | 1E3SC6102OAB1B3UGL21AD6 | SXK1253086/1 | Cable guide
TEF | 1E3SC6102OAB1B3UGL21AD6 | KRC161797/1 | RADIO UNIT/Radio 2238 B8 B20 B28B | 3 |  |  | B1-B3 | 1E3SC6102OAB1B3UGL21AD6 | KRC161797/1 | RADIO UNIT/Radio 2238 B8 B20 B28B
TEF | 1E3SC6102OAB1B3UGL21AD6 | RNT44737/01 | Circular Power Connector DC-C (2 wire) | 3 |  |  | B1-B3 | 1E3SC6102OAB1B3UGL21AD6 | RNT44737/01 | Circular Power Connector DC-C (2 wire)
TEF | 1E3SC6102OAB1B3UGL21AD6 | RDH10265/2 | SFP+ SM 10.3Gb/s 1.4km 1310nm | 6 |  |  | B1-B3 | 1E3SC6102OAB1B3UGL21AD6 | RDH10265/2 | SFP+ SM 10.3Gb/s 1.4km 1310nm
Ericsson | 1E3SC6102OAB1B3UGL21AD6 | RDH10265/2 | SFP+ SM 10.3Gb/s 1.4km 1310nm | 6 |  |  | B1-B3 | 1E3SC6102OAB1B3UGL21AD6 | RDH10265/2 | SFP+ SM 10.3Gb/s 1.4km 1310nm
TEF | 1E3SC6102OAB1B3UGL21AD6 | KRC161635/1 | RADIO UNIT/Radio 4415 B1 | 3 |  |  | B1-B3 | 1E3SC6102OAB1B3UGL21AD6 | KRC161635/1 | RADIO UNIT/Radio 4415 B1
TEF | 1E3SC6102OAB1B3UGL21AD6 | RNT44737/01 | Circular Power Connector DC-C (2 wire) | 3 |  |  | B1-B3 | 1E3SC6102OAB1B3UGL21AD6 | RNT44737/01 | Circular Power Connector DC-C (2 wire)
Ericsson | 1E3SC6102OAB1B3UGL21AD6 | RDH10265/2 | SFP+ SM 10.3Gb/s 1.4km 1310nm | 6 |  |  | B1-B3 | 1E3SC6102OAB1B3UGL21AD6 | RDH10265/2 | SFP+ SM 10.3Gb/s 1.4km 1310nm
TEF | 1E3SC6102OAB1B3UGL21AD6 | RDH10265/2 | SFP+ SM 10.3Gb/s 1.4km 1310nm | 6 |  |  | B1-B3 | 1E3SC6102OAB1B3UGL21AD6 | RDH10265/2 | SFP+ SM 10.3Gb/s 1.4km 1310nm
Ericsson | 1E2SC6201IDB1B3UG | KDV127621/11 | Baseband 6630 with fan | 2 |  |  | B1-B3 | 1E2SC6201IDB1B3UG | KDV127621/11 | Baseband 6630 with fan
Ericsson | 1E2SC6201IDB1B3UG | RPM777526/02000 | ET Power cable | 2 |  |  | B1-B3 | 1E2SC6201IDB1B3UG | RPM777526/02000 | ET Power cable
Ericsson | 1E2SC6201IDB1B3UG | RPM777567/05000 | Grounding Cable | 2 |  |  | B1-B3 | 1E2SC6201IDB1B3UG | RPM777567/05000 | Grounding Cable
Ericsson | 1E2SC6201IDB1B3UG | SXK1253086/1 | Cable guide | 2 |  |  | B1-B3 | 1E2SC6201IDB1B3UG | SXK1253086/1 | Cable guide
TEF | 1E2SC6201IDB1B3UG | KRC161797/1 | RADIO UNIT/Radio 2238 B8 B20 B28B | 2 |  |  | B1-B3 | 1E2SC6201IDB1B3UG | KRC161797/1 | RADIO UNIT/Radio 2238 B8 B20 B28B
TEF | 1E2SC6201IDB1B3UG | RNT44737/01 | Circular Power Connector DC-C (2 wire) | 2 |  |  | B1-B3 | 1E2SC6201IDB1B3UG | RNT44737/01 | Circular Power Connector DC-C (2 wire)
TEF | 1E2SC6201IDB1B3UG | RDH10265/2 | SFP+ SM 10.3Gb/s 1.4km 1310nm | 4 |  |  | B1-B3 | 1E2SC6201IDB1B3UG | RDH10265/2 | SFP+ SM 10.3Gb/s 1.4km 1310nm
Ericsson | 1E2SC6201IDB1B3UG | RDH10265/2 | SFP+ SM 10.3Gb/s 1.4km 1310nm | 4 |  |  | B1-B3 | 1E2SC6201IDB1B3UG | RDH10265/2 | SFP+ SM 10.3Gb/s 1.4km 1310nm
TEF | 1E2SC6201IDB1B3UG | KRC161635/1 | RADIO UNIT/Radio 4415 B1 | 2 |  |  | B1-B3 | 1E2SC6201IDB1B3UG | KRC161635/1 | RADIO UNIT/Radio 4415 B1
TEF | 1E2SC6201IDB1B3UG | RNT44737/01 | Circular Power Connector DC-C (2 wire) | 2 |  |  | B1-B3 | 1E2SC6201IDB1B3UG | RNT44737/01 | Circular Power Connector DC-C (2 wire)
Ericsson | 1E2SC6201IDB1B3UG | RDH10265/2 | SFP+ SM 10.3Gb/s 1.4km 1310nm | 4 |  |  | B1-B3 | 1E2SC6201IDB1B3UG | RDH10265/2 | SFP+ SM 10.3Gb/s 1.4km 1310nm
TEF | 1E2SC6201IDB1B3UG | RDH10265/2 | SFP+ SM 10.3Gb/s 1.4km 1310nm | 4 |  |  | B1-B3 | 1E2SC6201IDB1B3UG | RDH10265/2 | SFP+ SM 10.3Gb/s 1.4km 1310nm
Ericsson | 1E2SC6201IDB1B3AL18UG | KDV127621/11 | Baseband 6630 with fan | 2 |  |  | B1-B3 | 1E2SC6201IDB1B3AL18UG | KDV127621/11 | Baseband 6630 with fan
Ericsson | 1E2SC6201IDB1B3AL18UG | RPM777526/02000 | ET Power cable | 2 |  |  | B1-B3 | 1E2SC6201IDB1B3AL18UG | RPM777526/02000 | ET Power cable
Ericsson | 1E2SC6201IDB1B3AL18UG | RPM777567/05000 | Grounding Cable | 2 |  |  | B1-B3 | 1E2SC6201IDB1B3AL18UG | RPM777567/05000 | Grounding Cable
Ericsson | 1E2SC6201IDB1B3AL18UG | SXK1253086/1 | Cable guide | 2 |  |  | B1-B3 | 1E2SC6201IDB1B3AL18UG | SXK1253086/1 | Cable guide
TEF | 1E2SC6201IDB1B3AL18UG | KRC161797/1 | RADIO UNIT/Radio 2238 B8 B20 B28B | 2 |  |  | B1-B3 | 1E2SC6201IDB1B3AL18UG | KRC161797/1 | RADIO UNIT/Radio 2238 B8 B20 B28B
TEF | 1E2SC6201IDB1B3AL18UG | RNT44737/01 | Circular Power Connector DC-C (2 wire) | 2 |  |  | B1-B3 | 1E2SC6201IDB1B3AL18UG | RNT44737/01 | Circular Power Connector DC-C (2 wire)
TEF | 1E2SC6201IDB1B3AL18UG | RDH10265/2 | SFP+ SM 10.3Gb/s 1.4km 1310nm | 4 |  |  | B1-B3 | 1E2SC6201IDB1B3AL18UG | RDH10265/2 | SFP+ SM 10.3Gb/s 1.4km 1310nm
Ericsson | 1E2SC6201IDB1B3AL18UG | RDH10265/2 | SFP+ SM 10.3Gb/s 1.4km 1310nm | 4 |  |  | B1-B3 | 1E2SC6201IDB1B3AL18UG | RDH10265/2 | SFP+ SM 10.3Gb/s 1.4km 1310nm
TEF | 1E2SC6201IDB1B3AL18UG | KRC161635/1 | RADIO UNIT/Radio 4415 B1 | 2 |  |  | B1-B3 | 1E2SC6201IDB1B3AL18UG | KRC161635/1 | RADIO UNIT/Radio 4415 B1
TEF | 1E2SC6201IDB1B3AL18UG | RNT44737/01 | Circular Power Connector DC-C (2 wire) | 2 |  |  | B1-B3 | 1E2SC6201IDB1B3AL18UG | RNT44737/01 | Circular Power Connector DC-C (2 wire)
Ericsson | 1E2SC6201IDB1B3AL18UG | RDH10265/2 | SFP+ SM 10.3Gb/s 1.4km 1310nm | 4 |  |  | B1-B3 | 1E2SC6201IDB1B3AL18UG | RDH10265/2 | SFP+ SM 10.3Gb/s 1.4km 1310nm
TEF | 1E2SC6201IDB1B3AL18UG | RDH10265/2 | SFP+ SM 10.3Gb/s 1.4km 1310nm | 4 |  |  | B1-B3 | 1E2SC6201IDB1B3AL18UG | RDH10265/2 | SFP+ SM 10.3Gb/s 1.4km 1310nm
Ericsson | 1E2SC6201IDB1B3AL18UG | KRC161637/1 | TRANSCEIVER/Radio 4415 B3;Radio Unit | 1 |  |  | B1-B3 | 1E2SC6201IDB1B3AL18UG | KRC161637/1 | TRANSCEIVER/Radio 4415 B3;Radio Unit
Ericsson | 1E2SC6201IDB1B3AL18UG | NTB1010327/2 | Subrack kit | 1 |  |  | B1-B3 | 1E2SC6201IDB1B3AL18UG | NTB1010327/2 | Subrack kit
Ericsson | 1E2SC6201IDB1B3AL18UG | NTB1010326/2 | Frame kit (only for 6201) | 1 |  |  | B1-B3 | 1E2SC6201IDB1B3AL18UG | NTB1010326/2 | Frame kit (only for 6201)
Ericsson | 1E2SC6201IDB1B3AL18UG | RPM777034/00550 | EARTH CABLE M6 (dual) cable lug to M6 cable lug | 1 |  |  | B1-B3 | 1E2SC6201IDB1B3AL18UG | RPM777034/00550 | EARTH CABLE M6 (dual) cable lug to M6 cable lug
Ericsson | 1E2SC6201IDB1B3AL18UG | RPM777583/01000 | DC Power cable | 1 |  |  | B1-B3 | 1E2SC6201IDB1B3AL18UG | RPM777583/01000 | DC Power cable
Ericsson | 1E2SC6201IDB1B3AL18UG | SXA2151177/1 | Cable shelf 0.5U | 2 |  |  | B1-B3 | 1E2SC6201IDB1B3AL18UG | SXA2151177/1 | Cable shelf 0.5U
Ericsson | 1E2SC6201IDB1B3AL18UG | SXA2151640/2 | 9U shelf plate | 1 |  |  | B1-B3 | 1E2SC6201IDB1B3AL18UG | SXA2151640/2 | 9U shelf plate
Ericsson | 1E2SC6201IDB1B3AL18UG | SXA2151171/1 | Air resistor 0.5U | 1 |  |  | B1-B3 | 1E2SC6201IDB1B3AL18UG | SXA2151171/1 | Air resistor 0.5U
Ericsson | 1E2SC6201IDB1B3AL18UG | BMG980336/7 | PDU 01 04; Power Distribution Unit | 1 |  |  | B1-B3 | 1E2SC6201IDB1B3AL18UG | BMG980336/7 | PDU 01 04; Power Distribution Unit
Ericsson | 1E2SC6201IDB1B3AL18UG | SXK1252029/3 | 1.5 U power sub rack | 1 |  |  | B1-B3 | 1E2SC6201IDB1B3AL18UG | SXK1252029/3 | 1.5 U power sub rack
Ericsson | 1E2SC6201IDB1B3AL18UG | SXK111539/1 | M6 kit | 1 |  |  | B1-B3 | 1E2SC6201IDB1B3AL18UG | SXK111539/1 | M6 kit
Ericsson | 1E2SC6201IDB1B3AL18UG | SXA2152667/4 | 1.5U power rack shelf1 left | 1 |  |  | B1-B3 | 1E2SC6201IDB1B3AL18UG | SXA2152667/4 | 1.5U power rack shelf1 left
Ericsson | 1E2SC6201IDB1B3AL18UG | SXA2152668/4 | 1.5U power rack shelf1 right | 1 |  |  | B1-B3 | 1E2SC6201IDB1B3AL18UG | SXA2152668/4 | 1.5U power rack shelf1 right
Ericsson | 1E2SC6201IDB1B3AL18UG | BMG980392/1 | PCU DC 08 | 1 |  |  | B1-B3 | 1E2SC6201IDB1B3AL18UG | BMG980392/1 | PCU DC 08
Ericsson | 1E2SC6201IDB1B3AL18UG | RPM77718/00350 | Power cable | 1 |  |  | B1-B3 | 1E2SC6201IDB1B3AL18UG | RPM77718/00350 | Power cable
Ericsson | 1E2SC6201IDB1B3AL18UG | SXK1098257/1 | Unit dummy | 1 |  |  | B1-B3 | 1E2SC6201IDB1B3AL18UG | SXK1098257/1 | Unit dummy
Ericsson | 1E2SC6201IDB1B3AL18UG | RPM2533512/2000 | CPRI DU-RRU | 2 |  |  | B1-B3 | 1E2SC6201IDB1B3AL18UG | RPM2533512/2000 | CPRI DU-RRU
Ericsson | 1E2SC6201IDB1B3AL18UG | RDH10247/2 | OPTICAL TRANSCEIVER/TRX SM CPRI 614.4-24 | 4 |  |  | B1-B3 | 1E2SC6201IDB1B3AL18UG | RDH10247/2 | OPTICAL TRANSCEIVER/TRX SM CPRI 614.4-24
Ericsson | 1E2SC6201IDB1B3AL18UG | SXK1098257/2 | RRU dummy | 2 |  |  | B1-B3 | 1E2SC6201IDB1B3AL18UG | SXK1098257/2 | RRU dummy
Ericsson | 1E2SC6201IDB1B3AL18UG | SDF111320/2 | Connector sleeve | 1 |  |  | B1-B3 | 1E2SC6201IDB1B3AL18UG | SDF111320/2 | Connector sleeve
Ericsson | E2SC6201IDB1B3UG | KDV127621/11 | Baseband 6630 with fan | 2 |  |  | B1-B3 | E2SC6201IDB1B3UG | KDV127621/11 | Baseband 6630 with fan
Ericsson | E2SC6201IDB1B3UG | RPM777526/02000 | ET Power cable | 2 |  |  | B1-B3 | E2SC6201IDB1B3UG | RPM777526/02000 | ET Power cable
Ericsson | E2SC6201IDB1B3UG | RPM777567/05000 | Grounding Cable | 2 |  |  | B1-B3 | E2SC6201IDB1B3UG | RPM777567/05000 | Grounding Cable
Ericsson | E2SC6201IDB1B3UG | SXK1253086/1 | Cable guide | 2 |  |  | B1-B3 | E2SC6201IDB1B3UG | SXK1253086/1 | Cable guide
TEF | E2SC6201IDB1B3UG | KRC161797/1 | RADIO UNIT/Radio 2238 B8 B20 B28B | 2 |  |  | B1-B3 | E2SC6201IDB1B3UG | KRC161797/1 | RADIO UNIT/Radio 2238 B8 B20 B28B
TEF | E2SC6201IDB1B3UG | RNT44737/01 | Circular Power Connector DC-C (2 wire) | 2 |  |  | B1-B3 | E2SC6201IDB1B3UG | RNT44737/01 | Circular Power Connector DC-C (2 wire)
TEF | E2SC6201IDB1B3UG | RDH10265/2 | SFP+ SM 10.3Gb/s 1.4km 1310nm | 4 |  |  | B1-B3 | E2SC6201IDB1B3UG | RDH10265/2 | SFP+ SM 10.3Gb/s 1.4km 1310nm
Ericsson | E2SC6201IDB1B3UG | RDH10265/2 | SFP+ SM 10.3Gb/s 1.4km 1310nm | 4 |  |  | B1-B3 | E2SC6201IDB1B3UG | RDH10265/2 | SFP+ SM 10.3Gb/s 1.4km 1310nm
TEF | E2SC6201IDB1B3UG | KRC161635/1 | RADIO UNIT/Radio 4415 B1 | 2 |  |  | B1-B3 | E2SC6201IDB1B3UG | KRC161635/1 | RADIO UNIT/Radio 4415 B1
TEF | E2SC6201IDB1B3UG | RNT44737/01 | Circular Power Connector DC-C (2 wire) | 2 |  |  | B1-B3 | E2SC6201IDB1B3UG | RNT44737/01 | Circular Power Connector DC-C (2 wire)
Ericsson | E2SC6201IDB1B3UG | RDH10265/2 | SFP+ SM 10.3Gb/s 1.4km 1310nm | 4 |  |  | B1-B3 | E2SC6201IDB1B3UG | RDH10265/2 | SFP+ SM 10.3Gb/s 1.4km 1310nm
TEF | E2SC6201IDB1B3UG | RDH10265/2 | SFP+ SM 10.3Gb/s 1.4km 1310nm | 4 |  |  | B1-B3 | E2SC6201IDB1B3UG | RDH10265/2 | SFP+ SM 10.3Gb/s 1.4km 1310nm
Ericsson | E2SC6201IDB1B3UG | RPM777211/01800 | CABLE WITH CONNECTOR/SIGNAL CABLE | 4 |  |  | B1-B3 | E2SC6201IDB1B3UG | RPM777211/01800 | CABLE WITH CONNECTOR/SIGNAL CABLE
Ericsson | E2SC6201IDB1B3UG | RPM777279/00650 | SIGNAL CABLE | 1 |  |  | B1-B3 | E2SC6201IDB1B3UG | RPM777279/00650 | SIGNAL CABLE
Ericsson | E2SC6201IDB1B3AL18UG | KDV127621/11 | Baseband 6630 with fan | 2 |  |  | B1-B3 | E2SC6201IDB1B3AL18UG | KDV127621/11 | Baseband 6630 with fan
Ericsson | E2SC6201IDB1B3AL18UG | RPM777526/02000 | ET Power cable | 2 |  |  | B1-B3 | E2SC6201IDB1B3AL18UG | RPM777526/02000 | ET Power cable
Ericsson | E2SC6201IDB1B3AL18UG | RPM777567/05000 | Grounding Cable | 2 |  |  | B1-B3 | E2SC6201IDB1B3AL18UG | RPM777567/05000 | Grounding Cable
Ericsson | E2SC6201IDB1B3AL18UG | SXK1253086/1 | Cable guide | 2 |  |  | B1-B3 | E2SC6201IDB1B3AL18UG | SXK1253086/1 | Cable guide
TEF | E2SC6201IDB1B3AL18UG | KRC161797/1 | RADIO UNIT/Radio 2238 B8 B20 B28B | 2 |  |  | B1-B3 | E2SC6201IDB1B3AL18UG | KRC161797/1 | RADIO UNIT/Radio 2238 B8 B20 B28B
TEF | E2SC6201IDB1B3AL18UG | RNT44737/01 | Circular Power Connector DC-C (2 wire) | 2 |  |  | B1-B3 | E2SC6201IDB1B3AL18UG | RNT44737/01 | Circular Power Connector DC-C (2 wire)
TEF | E2SC6201IDB1B3AL18UG | RDH10265/2 | SFP+ SM 10.3Gb/s 1.4km 1310nm | 4 |  |  | B1-B3 | E2SC6201IDB1B3AL18UG | RDH10265/2 | SFP+ SM 10.3Gb/s 1.4km 1310nm
Ericsson | E2SC6201IDB1B3AL18UG | RDH10265/2 | SFP+ SM 10.3Gb/s 1.4km 1310nm | 4 |  |  | B1-B3 | E2SC6201IDB1B3AL18UG | RDH10265/2 | SFP+ SM 10.3Gb/s 1.4km 1310nm
TEF | E2SC6201IDB1B3AL18UG | KRC161635/1 | RADIO UNIT/Radio 4415 B1 | 2 |  |  | B1-B3 | E2SC6201IDB1B3AL18UG | KRC161635/1 | RADIO UNIT/Radio 4415 B1
TEF | E2SC6201IDB1B3AL18UG | RNT44737/01 | Circular Power Connector DC-C (2 wire) | 2 |  |  | B1-B3 | E2SC6201IDB1B3AL18UG | RNT44737/01 | Circular Power Connector DC-C (2 wire)
Ericsson | E2SC6201IDB1B3AL18UG | RDH10265/2 | SFP+ SM 10.3Gb/s 1.4km 1310nm | 4 |  |  | B1-B3 | E2SC6201IDB1B3AL18UG | RDH10265/2 | SFP+ SM 10.3Gb/s 1.4km 1310nm
TEF | E2SC6201IDB1B3AL18UG | RDH10265/2 | SFP+ SM 10.3Gb/s 1.4km 1310nm | 4 |  |  | B1-B3 | E2SC6201IDB1B3AL18UG | RDH10265/2 | SFP+ SM 10.3Gb/s 1.4km 1310nm
Ericsson | E2SC6201IDB1B3AL18UG | RPM777211/01800 | CABLE WITH CONNECTOR/SIGNAL CABLE | 4 |  |  | B1-B3 | E2SC6201IDB1B3AL18UG | RPM777211/01800 | CABLE WITH CONNECTOR/SIGNAL CABLE
Ericsson | E2SC6201IDB1B3AL18UG | RPM777279/00650 | SIGNAL CABLE | 1 |  |  | B1-B3 | E2SC6201IDB1B3AL18UG | RPM777279/00650 | SIGNAL CABLE
Ericsson | E2SC6201IDB1B3AL18UG | KRC161637/1 | TRANSCEIVER/Radio 4415 B3;Radio Unit | 1 |  |  | B1-B3 | E2SC6201IDB1B3AL18UG | KRC161637/1 | TRANSCEIVER/Radio 4415 B3;Radio Unit
Ericsson | E2SC6201IDB1B3AL18UG | NTB1010327/2 | Subrack kit | 1 |  |  | B1-B3 | E2SC6201IDB1B3AL18UG | NTB1010327/2 | Subrack kit
Ericsson | E2SC6201IDB1B3AL18UG | NTB1010326/2 | Frame kit (only for 6201) | 1 |  |  | B1-B3 | E2SC6201IDB1B3AL18UG | NTB1010326/2 | Frame kit (only for 6201)
Ericsson | E2SC6201IDB1B3AL18UG | RPM777034/00550 | EARTH CABLE M6 (dual) cable lug to M6 cable lug | 1 |  |  | B1-B3 | E2SC6201IDB1B3AL18UG | RPM777034/00550 | EARTH CABLE M6 (dual) cable lug to M6 cable lug
Ericsson | E2SC6201IDB1B3AL18UG | RPM777583/01000 | DC Power cable | 1 |  |  | B1-B3 | E2SC6201IDB1B3AL18UG | RPM777583/01000 | DC Power cable
Ericsson | E2SC6201IDB1B3AL18UG | SXA2151177/1 | Cable shelf 0.5U | 2 |  |  | B1-B3 | E2SC6201IDB1B3AL18UG | SXA2151177/1 | Cable shelf 0.5U
Ericsson | E2SC6201IDB1B3AL18UG | SXA2151640/2 | 9U shelf plate | 1 |  |  | B1-B3 | E2SC6201IDB1B3AL18UG | SXA2151640/2 | 9U shelf plate
Ericsson | E2SC6201IDB1B3AL18UG | SXA2151171/1 | Air resistor 0.5U | 1 |  |  | B1-B3 | E2SC6201IDB1B3AL18UG | SXA2151171/1 | Air resistor 0.5U
Ericsson | E2SC6201IDB1B3AL18UG | BMG980336/7 | PDU 01 04; Power Distribution Unit | 1 |  |  | B1-B3 | E2SC6201IDB1B3AL18UG | BMG980336/7 | PDU 01 04; Power Distribution Unit
Ericsson | E2SC6201IDB1B3AL18UG | SXK1252029/3 | 1.5 U power sub rack | 1 |  |  | B1-B3 | E2SC6201IDB1B3AL18UG | SXK1252029/3 | 1.5 U power sub rack
Ericsson | E2SC6201IDB1B3AL18UG | SXK111539/1 | M6 kit | 1 |  |  | B1-B3 | E2SC6201IDB1B3AL18UG | SXK111539/1 | M6 kit
Ericsson | E2SC6201IDB1B3AL18UG | SXA2152667/4 | 1.5U power rack shelf1 left | 1 |  |  | B1-B3 | E2SC6201IDB1B3AL18UG | SXA2152667/4 | 1.5U power rack shelf1 left
Ericsson | E2SC6201IDB1B3AL18UG | SXA2152668/4 | 1.5U power rack shelf1 right | 1 |  |  | B1-B3 | E2SC6201IDB1B3AL18UG | SXA2152668/4 | 1.5U power rack shelf1 right
Ericsson | E2SC6201IDB1B3AL18UG | BMG980392/1 | PCU DC 08 | 1 |  |  | B1-B3 | E2SC6201IDB1B3AL18UG | BMG980392/1 | PCU DC 08
Ericsson | E2SC6201IDB1B3AL18UG | RPM77718/00350 | Power cable | 1 |  |  | B1-B3 | E2SC6201IDB1B3AL18UG | RPM77718/00350 | Power cable
Ericsson | E2SC6201IDB1B3AL18UG | SXK1098257/1 | Unit dummy | 1 |  |  | B1-B3 | E2SC6201IDB1B3AL18UG | SXK1098257/1 | Unit dummy
Ericsson | E2SC6201IDB1B3AL18UG | RPM2533512/2000 | CPRI DU-RRU | 2 |  |  | B1-B3 | E2SC6201IDB1B3AL18UG | RPM2533512/2000 | CPRI DU-RRU
Ericsson | E2SC6201IDB1B3AL18UG | RDH10247/2 | OPTICAL TRANSCEIVER/TRX SM CPRI 614.4-24 | 4 |  |  | B1-B3 | E2SC6201IDB1B3AL18UG | RDH10247/2 | OPTICAL TRANSCEIVER/TRX SM CPRI 614.4-24
Ericsson | E2SC6201IDB1B3AL18UG | SXK1098257/2 | RRU dummy | 2 |  |  | B1-B3 | E2SC6201IDB1B3AL18UG | SXK1098257/2 | RRU dummy
Ericsson | E2SC6201IDB1B3AL18UG | SDF111320/2 | Connector sleeve | 1 |  |  | B1-B3 | E2SC6201IDB1B3AL18UG | SDF111320/2 | Connector sleeve
Ericsson | 1E2SC6102OAB1B3UG | KDV127621/11 | Baseband 6630 with fan | 2 |  |  | B1-B3 | 1E2SC6102OAB1B3UG | KDV127621/11 | Baseband 6630 with fan
Ericsson | 1E2SC6102OAB1B3UG | RPM777526/02000 | ET Power cable | 2 |  |  | B1-B3 | 1E2SC6102OAB1B3UG | RPM777526/02000 | ET Power cable
Ericsson | 1E2SC6102OAB1B3UG | RPM777567/05000 | Grounding Cable | 2 |  |  | B1-B3 | 1E2SC6102OAB1B3UG | RPM777567/05000 | Grounding Cable
Ericsson | 1E2SC6102OAB1B3UG | SXK1253086/1 | Cable guide | 2 |  |  | B1-B3 | 1E2SC6102OAB1B3UG | SXK1253086/1 | Cable guide
TEF | 1E2SC6102OAB1B3UG | KRC161797/1 | RADIO UNIT/Radio 2238 B8 B20 B28B | 2 |  |  | B1-B3 | 1E2SC6102OAB1B3UG | KRC161797/1 | RADIO UNIT/Radio 2238 B8 B20 B28B
TEF | 1E2SC6102OAB1B3UG | RNT44737/01 | Circular Power Connector DC-C (2 wire) | 2 |  |  | B1-B3 | 1E2SC6102OAB1B3UG | RNT44737/01 | Circular Power Connector DC-C (2 wire)
TEF | 1E2SC6102OAB1B3UG | RDH10265/2 | SFP+ SM 10.3Gb/s 1.4km 1310nm | 4 |  |  | B1-B3 | 1E2SC6102OAB1B3UG | RDH10265/2 | SFP+ SM 10.3Gb/s 1.4km 1310nm
Ericsson | 1E2SC6102OAB1B3UG | RDH10265/2 | SFP+ SM 10.3Gb/s 1.4km 1310nm | 4 |  |  | B1-B3 | 1E2SC6102OAB1B3UG | RDH10265/2 | SFP+ SM 10.3Gb/s 1.4km 1310nm
TEF | 1E2SC6102OAB1B3UG | KRC161635/1 | RADIO UNIT/Radio 4415 B1 | 2 |  |  | B1-B3 | 1E2SC6102OAB1B3UG | KRC161635/1 | RADIO UNIT/Radio 4415 B1
TEF | 1E2SC6102OAB1B3UG | RNT44737/01 | Circular Power Connector DC-C (2 wire) | 2 |  |  | B1-B3 | 1E2SC6102OAB1B3UG | RNT44737/01 | Circular Power Connector DC-C (2 wire)
Ericsson | 1E2SC6102OAB1B3UG | RDH10265/2 | SFP+ SM 10.3Gb/s 1.4km 1310nm | 4 |  |  | B1-B3 | 1E2SC6102OAB1B3UG | RDH10265/2 | SFP+ SM 10.3Gb/s 1.4km 1310nm
TEF | 1E2SC6102OAB1B3UG | RDH10265/2 | SFP+ SM 10.3Gb/s 1.4km 1310nm | 4 |  |  | B1-B3 | 1E2SC6102OAB1B3UG | RDH10265/2 | SFP+ SM 10.3Gb/s 1.4km 1310nm
Ericsson | 1E2SC6102OAB1B3UG | BMG980336/7 | PDU 01 04; Power Distribution Unit | 1 |  |  | B1-B3 | 1E2SC6102OAB1B3UG | BMG980336/7 | PDU 01 04; Power Distribution Unit
Ericsson | 1E2SC6102OAB1B3UG | RPM77701/00500 | CABLE WITH CONNECTOR/SIGNAL CABLE | 1 |  |  | B1-B3 | 1E2SC6102OAB1B3UG | RPM77701/00500 | CABLE WITH CONNECTOR/SIGNAL CABLE
Ericsson | 1E2SC6102OAB1B3UG | NFT30459/2 | Surge Protection Device, SPD -48V | 2 |  |  | B1-B3 | 1E2SC6102OAB1B3UG | NFT30459/2 | Surge Protection Device, SPD -48V
Ericsson | 1E2SC6102OAB1B3UG | RPM777193/01500 | CABLE WITH CONNECTOR/DC POWER CABLE | 2 |  |  | B1-B3 | 1E2SC6102OAB1B3UG | RPM777193/01500 | CABLE WITH CONNECTOR/DC POWER CABLE
Ericsson | 1E2SC6102OAB1B3UG | NTM1012478/1 | SET OF MATERIALS/Grounding plate Hybrid | 1 |  |  | B1-B3 | 1E2SC6102OAB1B3UG | NTM1012478/1 | SET OF MATERIALS/Grounding plate Hybrid
Ericsson | 1E2SC6102OAB1B3AL18UG | KDV127621/11 | Baseband 6630 with fan | 2 |  |  | B1-B3 | 1E2SC6102OAB1B3AL18UG | KDV127621/11 | Baseband 6630 with fan
Ericsson | 1E2SC6102OAB1B3AL18UG | RPM777526/02000 | ET Power cable | 2 |  |  | B1-B3 | 1E2SC6102OAB1B3AL18UG | RPM777526/02000 | ET Power cable
Ericsson | 1E2SC6102OAB1B3AL18UG | RPM777567/05000 | Grounding Cable | 2 |  |  | B1-B3 | 1E2SC6102OAB1B3AL18UG | RPM777567/05000 | Grounding Cable
Ericsson | 1E2SC6102OAB1B3AL18UG | SXK1253086/1 | Cable guide | 2 |  |  | B1-B3 | 1E2SC6102OAB1B3AL18UG | SXK1253086/1 | Cable guide
TEF | 1E2SC6102OAB1B3AL18UG | KRC161797/1 | RADIO UNIT/Radio 2238 B8 B20 B28B | 2 |  |  | B1-B3 | 1E2SC6102OAB1B3AL18UG | KRC161797/1 | RADIO UNIT/Radio 2238 B8 B20 B28B
TEF | 1E2SC6102OAB1B3AL18UG | RNT44737/01 | Circular Power Connector DC-C (2 wire) | 2 |  |  | B1-B3 | 1E2SC6102OAB1B3AL18UG | RNT44737/01 | Circular Power Connector DC-C (2 wire)
TEF | 1E2SC6102OAB1B3AL18UG | RDH10265/2 | SFP+ SM 10.3Gb/s 1.4km 1310nm | 4 |  |  | B1-B3 | 1E2SC6102OAB1B3AL18UG | RDH10265/2 | SFP+ SM 10.3Gb/s 1.4km 1310nm
Ericsson | 1E2SC6102OAB1B3AL18UG | RDH10265/2 | SFP+ SM 10.3Gb/s 1.4km 1310nm | 4 |  |  | B1-B3 | 1E2SC6102OAB1B3AL18UG | RDH10265/2 | SFP+ SM 10.3Gb/s 1.4km 1310nm
TEF | 1E2SC6102OAB1B3AL18UG | KRC161635/1 | RADIO UNIT/Radio 4415 B1 | 2 |  |  | B1-B3 | 1E2SC6102OAB1B3AL18UG | KRC161635/1 | RADIO UNIT/Radio 4415 B1
TEF | 1E2SC6102OAB1B3AL18UG | RNT44737/01 | Circular Power Connector DC-C (2 wire) | 2 |  |  | B1-B3 | 1E2SC6102OAB1B3AL18UG | RNT44737/01 | Circular Power Connector DC-C (2 wire)
Ericsson | 1E2SC6102OAB1B3AL18UG | RDH10265/2 | SFP+ SM 10.3Gb/s 1.4km 1310nm | 4 |  |  | B1-B3 | 1E2SC6102OAB1B3AL18UG | RDH10265/2 | SFP+ SM 10.3Gb/s 1.4km 1310nm
TEF | 1E2SC6102OAB1B3AL18UG | RDH10265/2 | SFP+ SM 10.3Gb/s 1.4km 1310nm | 4 |  |  | B1-B3 | 1E2SC6102OAB1B3AL18UG | RDH10265/2 | SFP+ SM 10.3Gb/s 1.4km 1310nm
Ericsson | 1E2SC6102OAB1B3AL18UG | BMG980336/7 | PDU 01 04; Power Distribution Unit | 1 |  |  | B1-B3 | 1E2SC6102OAB1B3AL18UG | BMG980336/7 | PDU 01 04; Power Distribution Unit
Ericsson | 1E2SC6102OAB1B3AL18UG | RPM77701/00500 | CABLE WITH CONNECTOR/SIGNAL CABLE | 1 |  |  | B1-B3 | 1E2SC6102OAB1B3AL18UG | RPM77701/00500 | CABLE WITH CONNECTOR/SIGNAL CABLE
Ericsson | 1E2SC6102OAB1B3AL18UG | NFT30459/2 | Surge Protection Device, SPD -48V | 2 |  |  | B1-B3 | 1E2SC6102OAB1B3AL18UG | NFT30459/2 | Surge Protection Device, SPD -48V
Ericsson | 1E2SC6102OAB1B3AL18UG | RPM777193/01500 | CABLE WITH CONNECTOR/DC POWER CABLE | 2 |  |  | B1-B3 | 1E2SC6102OAB1B3AL18UG | RPM777193/01500 | CABLE WITH CONNECTOR/DC POWER CABLE
Ericsson | 1E2SC6102OAB1B3AL18UG | NTM1012478/1 | SET OF MATERIALS/Grounding plate Hybrid | 1 |  |  | B1-B3 | 1E2SC6102OAB1B3AL18UG | NTM1012478/1 | SET OF MATERIALS/Grounding plate Hybrid
Ericsson | 1E2SC6102OAB1B3AL18UG | KRC161637/1 | TRANSCEIVER/Radio 4415 B3;Radio Unit | 1 |  |  | B1-B3 | 1E2SC6102OAB1B3AL18UG | KRC161637/1 | TRANSCEIVER/Radio 4415 B3;Radio Unit
Ericsson | 1E2SC6102OAB1B3AL18UG | NTB1010327/2 | Subrack kit | 1 |  |  | B1-B3 | 1E2SC6102OAB1B3AL18UG | NTB1010327/2 | Subrack kit
Ericsson | 1E2SC6102OAB1B3AL18UG | SXA1344944/1 | AIR PLATE/Air Plate RF Shelf | 1 |  |  | B1-B3 | 1E2SC6102OAB1B3AL18UG | SXA1344944/1 | AIR PLATE/Air Plate RF Shelf
Ericsson | 1E2SC6102OAB1B3AL18UG | RPM2533512/2000 | CPRI DU-RRU | 2 |  |  | B1-B3 | 1E2SC6102OAB1B3AL18UG | RPM2533512/2000 | CPRI DU-RRU
Ericsson | 1E2SC6102OAB1B3AL18UG | RDH10247/2 | OPTICAL TRANSCEIVER/TRX SM CPRI 614.4-24 | 4 |  |  | B1-B3 | 1E2SC6102OAB1B3AL18UG | RDH10247/2 | OPTICAL TRANSCEIVER/TRX SM CPRI 614.4-24
Ericsson | 1E2SC6102OAB1B3AL18UG | RPM777034/00550 | EARTH CABLE M6 (dual) cable lug to M6 cable lug | 1 |  |  | B1-B3 | 1E2SC6102OAB1B3AL18UG | RPM777034/00550 | EARTH CABLE M6 (dual) cable lug to M6 cable lug
Ericsson | 1E2SC6102OAB1B3AL18UG | RPM777583/01000 | DC Power cable | 1 |  |  | B1-B3 | 1E2SC6102OAB1B3AL18UG | RPM777583/01000 | DC Power cable
Ericsson | 1E2SC6102OAB1B3AL18UG | BMG980336/7 | PDU 01 04; Power Distribution Unit | 1 |  |  | B1-B3 | 1E2SC6102OAB1B3AL18UG | BMG980336/7 | PDU 01 04; Power Distribution Unit
Ericsson | 1E2SC6102OAB1B3AL18UG | RPM77701/00500 | CABLE WITH CONNECTOR/SIGNAL CABLE | 1 |  |  | B1-B3 | 1E2SC6102OAB1B3AL18UG | RPM77701/00500 | CABLE WITH CONNECTOR/SIGNAL CABLE
Ericsson | 1E2SC6102OAB1B3AL18UG | SXK1098257/2 | RRU dummy | 2 |  |  | B1-B3 | 1E2SC6102OAB1B3AL18UG | SXK1098257/2 | RRU dummy
Ericsson | E2SC6102OAB1B3UG | KDV127621/11 | Baseband 6630 with fan | 2 |  |  | B1-B3 | E2SC6102OAB1B3UG | KDV127621/11 | Baseband 6630 with fan
Ericsson | E2SC6102OAB1B3UG | RPM777526/02000 | ET Power cable | 2 |  |  | B1-B3 | E2SC6102OAB1B3UG | RPM777526/02000 | ET Power cable
Ericsson | E2SC6102OAB1B3UG | RPM777567/05000 | Grounding Cable | 2 |  |  | B1-B3 | E2SC6102OAB1B3UG | RPM777567/05000 | Grounding Cable
Ericsson | E2SC6102OAB1B3UG | SXK1253086/1 | Cable guide | 2 |  |  | B1-B3 | E2SC6102OAB1B3UG | SXK1253086/1 | Cable guide
TEF | E2SC6102OAB1B3UG | KRC161797/1 | RADIO UNIT/Radio 2238 B8 B20 B28B | 2 |  |  | B1-B3 | E2SC6102OAB1B3UG | KRC161797/1 | RADIO UNIT/Radio 2238 B8 B20 B28B
TEF | E2SC6102OAB1B3UG | RNT44737/01 | Circular Power Connector DC-C (2 wire) | 2 |  |  | B1-B3 | E2SC6102OAB1B3UG | RNT44737/01 | Circular Power Connector DC-C (2 wire)
TEF | E2SC6102OAB1B3UG | RDH10265/2 | SFP+ SM 10.3Gb/s 1.4km 1310nm | 4 |  |  | B1-B3 | E2SC6102OAB1B3UG | RDH10265/2 | SFP+ SM 10.3Gb/s 1.4km 1310nm
Ericsson | E2SC6102OAB1B3UG | RDH10265/2 | SFP+ SM 10.3Gb/s 1.4km 1310nm | 4 |  |  | B1-B3 | E2SC6102OAB1B3UG | RDH10265/2 | SFP+ SM 10.3Gb/s 1.4km 1310nm
TEF | E2SC6102OAB1B3UG | KRC161635/1 | RADIO UNIT/Radio 4415 B1 | 2 |  |  | B1-B3 | E2SC6102OAB1B3UG | KRC161635/1 | RADIO UNIT/Radio 4415 B1
TEF | E2SC6102OAB1B3UG | RNT44737/01 | Circular Power Connector DC-C (2 wire) | 2 |  |  | B1-B3 | E2SC6102OAB1B3UG | RNT44737/01 | Circular Power Connector DC-C (2 wire)
Ericsson | E2SC6102OAB1B3UG | RDH10265/2 | SFP+ SM 10.3Gb/s 1.4km 1310nm | 4 |  |  | B1-B3 | E2SC6102OAB1B3UG | RDH10265/2 | SFP+ SM 10.3Gb/s 1.4km 1310nm
TEF | E2SC6102OAB1B3UG | RDH10265/2 | SFP+ SM 10.3Gb/s 1.4km 1310nm | 4 |  |  | B1-B3 | E2SC6102OAB1B3UG | RDH10265/2 | SFP+ SM 10.3Gb/s 1.4km 1310nm
Ericsson | E2SC6102OAB1B3UG | BMG980336/7 | PDU 01 04; Power Distribution Unit | 1 |  |  | B1-B3 | E2SC6102OAB1B3UG | BMG980336/7 | PDU 01 04; Power Distribution Unit
Ericsson | E2SC6102OAB1B3UG | RPM77701/00500 | CABLE WITH CONNECTOR/SIGNAL CABLE | 1 |  |  | B1-B3 | E2SC6102OAB1B3UG | RPM77701/00500 | CABLE WITH CONNECTOR/SIGNAL CABLE
Ericsson | E2SC6102OAB1B3UG | NFT30459/2 | Surge Protection Device, SPD -48V | 2 |  |  | B1-B3 | E2SC6102OAB1B3UG | NFT30459/2 | Surge Protection Device, SPD -48V
Ericsson | E2SC6102OAB1B3UG | RPM777193/01500 | CABLE WITH CONNECTOR/DC POWER CABLE | 2 |  |  | B1-B3 | E2SC6102OAB1B3UG | RPM777193/01500 | CABLE WITH CONNECTOR/DC POWER CABLE
Ericsson | E2SC6102OAB1B3UG | NTM1012478/1 | SET OF MATERIALS/Grounding plate Hybrid | 1 |  |  | B1-B3 | E2SC6102OAB1B3UG | NTM1012478/1 | SET OF MATERIALS/Grounding plate Hybrid
Ericsson | E2SC6102OAB1B3UG | RPM777211/01800 | CABLE WITH CONNECTOR/SIGNAL CABLE | 4 |  |  | B1-B3 | E2SC6102OAB1B3UG | RPM777211/01800 | CABLE WITH CONNECTOR/SIGNAL CABLE
Ericsson | E2SC6102OAB1B3UG | RPM777279/00650 | SIGNAL CABLE | 1 |  |  | B1-B3 | E2SC6102OAB1B3UG | RPM777279/00650 | SIGNAL CABLE
Ericsson | E2SC6102OAB1B3AL18UG | KDV127621/11 | Baseband 6630 with fan | 2 |  |  | B1-B3 | E2SC6102OAB1B3AL18UG | KDV127621/11 | Baseband 6630 with fan
Ericsson | E2SC6102OAB1B3AL18UG | RPM777526/02000 | ET Power cable | 2 |  |  | B1-B3 | E2SC6102OAB1B3AL18UG | RPM777526/02000 | ET Power cable
Ericsson | E2SC6102OAB1B3AL18UG | RPM777567/05000 | Grounding Cable | 2 |  |  | B1-B3 | E2SC6102OAB1B3AL18UG | RPM777567/05000 | Grounding Cable
Ericsson | E2SC6102OAB1B3AL18UG | SXK1253086/1 | Cable guide | 2 |  |  | B1-B3 | E2SC6102OAB1B3AL18UG | SXK1253086/1 | Cable guide
TEF | E2SC6102OAB1B3AL18UG | KRC161797/1 | RADIO UNIT/Radio 2238 B8 B20 B28B | 2 |  |  | B1-B3 | E2SC6102OAB1B3AL18UG | KRC161797/1 | RADIO UNIT/Radio 2238 B8 B20 B28B
TEF | E2SC6102OAB1B3AL18UG | RNT44737/01 | Circular Power Connector DC-C (2 wire) | 2 |  |  | B1-B3 | E2SC6102OAB1B3AL18UG | RNT44737/01 | Circular Power Connector DC-C (2 wire)
TEF | E2SC6102OAB1B3AL18UG | RDH10265/2 | SFP+ SM 10.3Gb/s 1.4km 1310nm | 4 |  |  | B1-B3 | E2SC6102OAB1B3AL18UG | RDH10265/2 | SFP+ SM 10.3Gb/s 1.4km 1310nm
Ericsson | E2SC6102OAB1B3AL18UG | RDH10265/2 | SFP+ SM 10.3Gb/s 1.4km 1310nm | 4 |  |  | B1-B3 | E2SC6102OAB1B3AL18UG | RDH10265/2 | SFP+ SM 10.3Gb/s 1.4km 1310nm
TEF | E2SC6102OAB1B3AL18UG | KRC161635/1 | RADIO UNIT/Radio 4415 B1 | 2 |  |  | B1-B3 | E2SC6102OAB1B3AL18UG | KRC161635/1 | RADIO UNIT/Radio 4415 B1
TEF | E2SC6102OAB1B3AL18UG | RNT44737/01 | Circular Power Connector DC-C (2 wire) | 2 |  |  | B1-B3 | E2SC6102OAB1B3AL18UG | RNT44737/01 | Circular Power Connector DC-C (2 wire)
Ericsson | E2SC6102OAB1B3AL18UG | RDH10265/2 | SFP+ SM 10.3Gb/s 1.4km 1310nm | 4 |  |  | B1-B3 | E2SC6102OAB1B3AL18UG | RDH10265/2 | SFP+ SM 10.3Gb/s 1.4km 1310nm
TEF | E2SC6102OAB1B3AL18UG | RDH10265/2 | SFP+ SM 10.3Gb/s 1.4km 1310nm | 4 |  |  | B1-B3 | E2SC6102OAB1B3AL18UG | RDH10265/2 | SFP+ SM 10.3Gb/s 1.4km 1310nm
Ericsson | E2SC6102OAB1B3AL18UG | BMG980336/7 | PDU 01 04; Power Distribution Unit | 1 |  |  | B1-B3 | E2SC6102OAB1B3AL18UG | BMG980336/7 | PDU 01 04; Power Distribution Unit
Ericsson | E2SC6102OAB1B3AL18UG | RPM77701/00500 | CABLE WITH CONNECTOR/SIGNAL CABLE | 1 |  |  | B1-B3 | E2SC6102OAB1B3AL18UG | RPM77701/00500 | CABLE WITH CONNECTOR/SIGNAL CABLE
Ericsson | E2SC6102OAB1B3AL18UG | NFT30459/2 | Surge Protection Device, SPD -48V | 2 |  |  | B1-B3 | E2SC6102OAB1B3AL18UG | NFT30459/2 | Surge Protection Device, SPD -48V
Ericsson | E2SC6102OAB1B3AL18UG | RPM777193/01500 | CABLE WITH CONNECTOR/DC POWER CABLE | 2 |  |  | B1-B3 | E2SC6102OAB1B3AL18UG | RPM777193/01500 | CABLE WITH CONNECTOR/DC POWER CABLE
Ericsson | E2SC6102OAB1B3AL18UG | NTM1012478/1 | SET OF MATERIALS/Grounding plate Hybrid | 1 |  |  | B1-B3 | E2SC6102OAB1B3AL18UG | NTM1012478/1 | SET OF MATERIALS/Grounding plate Hybrid
Ericsson | E2SC6102OAB1B3AL18UG | RPM777211/01800 | CABLE WITH CONNECTOR/SIGNAL CABLE | 4 |  |  | B1-B3 | E2SC6102OAB1B3AL18UG | RPM777211/01800 | CABLE WITH CONNECTOR/SIGNAL CABLE
Ericsson | E2SC6102OAB1B3AL18UG | RPM777279/00650 | SIGNAL CABLE | 1 |  |  | B1-B3 | E2SC6102OAB1B3AL18UG | RPM777279/00650 | SIGNAL CABLE
Ericsson | E2SC6102OAB1B3AL18UG | KRC161637/1 | TRANSCEIVER/Radio 4415 B3;Radio Unit | 1 |  |  | B1-B3 | E2SC6102OAB1B3AL18UG | KRC161637/1 | TRANSCEIVER/Radio 4415 B3;Radio Unit
Ericsson | E2SC6102OAB1B3AL18UG | NTB1010327/2 | Subrack kit | 1 |  |  | B1-B3 | E2SC6102OAB1B3AL18UG | NTB1010327/2 | Subrack kit
Ericsson | E2SC6102OAB1B3AL18UG | SXA1344944/1 | AIR PLATE/Air Plate RF Shelf | 1 |  |  | B1-B3 | E2SC6102OAB1B3AL18UG | SXA1344944/1 | AIR PLATE/Air Plate RF Shelf
Ericsson | E2SC6102OAB1B3AL18UG | RPM2533512/2000 | CPRI DU-RRU | 2 |  |  | B1-B3 | E2SC6102OAB1B3AL18UG | RPM2533512/2000 | CPRI DU-RRU
Ericsson | E2SC6102OAB1B3AL18UG | RDH10247/2 | OPTICAL TRANSCEIVER/TRX SM CPRI 614.4-24 | 4 |  |  | B1-B3 | E2SC6102OAB1B3AL18UG | RDH10247/2 | OPTICAL TRANSCEIVER/TRX SM CPRI 614.4-24
Ericsson | E2SC6102OAB1B3AL18UG | RPM777034/00550 | EARTH CABLE M6 (dual) cable lug to M6 cable lug | 1 |  |  | B1-B3 | E2SC6102OAB1B3AL18UG | RPM777034/00550 | EARTH CABLE M6 (dual) cable lug to M6 cable lug
Ericsson | E2SC6102OAB1B3AL18UG | RPM777583/01000 | DC Power cable | 1 |  |  | B1-B3 | E2SC6102OAB1B3AL18UG | RPM777583/01000 | DC Power cable
Ericsson | E2SC6102OAB1B3AL18UG | BMG980336/7 | PDU 01 04; Power Distribution Unit | 1 |  |  | B1-B3 | E2SC6102OAB1B3AL18UG | BMG980336/7 | PDU 01 04; Power Distribution Unit
Ericsson | E2SC6102OAB1B3AL18UG | RPM77701/00500 | CABLE WITH CONNECTOR/SIGNAL CABLE | 1 |  |  | B1-B3 | E2SC6102OAB1B3AL18UG | RPM77701/00500 | CABLE WITH CONNECTOR/SIGNAL CABLE
Ericsson | E2SC6102OAB1B3AL18UG | SXK1098257/2 | RRU dummy | 2 |  |  | B1-B3 | E2SC6102OAB1B3AL18UG | SXK1098257/2 | RRU dummy
Ericsson | 1E3SC61023PPOAB1B3UG | KDV127621/11 | Baseband 6630 with fan | 3 |  |  | B1-B3 | 1E3SC61023PPOAB1B3UG | KDV127621/11 | Baseband 6630 with fan
Ericsson | 1E3SC61023PPOAB1B3UG | RPM777526/02000 | ET Power cable | 3 |  |  | B1-B3 | 1E3SC61023PPOAB1B3UG | RPM777526/02000 | ET Power cable
Ericsson | 1E3SC61023PPOAB1B3UG | RPM777567/05000 | Grounding Cable | 3 |  |  | B1-B3 | 1E3SC61023PPOAB1B3UG | RPM777567/05000 | Grounding Cable
Ericsson | 1E3SC61023PPOAB1B3UG | SXK1253086/1 | Cable guide | 3 |  |  | B1-B3 | 1E3SC61023PPOAB1B3UG | SXK1253086/1 | Cable guide
Ericsson | 1E3SC61023PPOAB1B3UG | KRC161797/1 | RADIO UNIT/Radio 2238 B8 B20 B28B | 3 |  |  | B1-B3 | 1E3SC61023PPOAB1B3UG | KRC161797/1 | RADIO UNIT/Radio 2238 B8 B20 B28B
Ericsson | 1E3SC61023PPOAB1B3UG | RNT44737/01 | Circular Power Connector DC-C (2 wire) | 3 |  |  | B1-B3 | 1E3SC61023PPOAB1B3UG | RNT44737/01 | Circular Power Connector DC-C (2 wire)
Ericsson | 1E3SC61023PPOAB1B3UG | RDH10265/2 | SFP+ SM 10.3Gb/s 1.4km 1310nm | 6 |  |  | B1-B3 | 1E3SC61023PPOAB1B3UG | RDH10265/2 | SFP+ SM 10.3Gb/s 1.4km 1310nm
Ericsson | 1E3SC61023PPOAB1B3UG | RDH10265/2 | SFP+ SM 10.3Gb/s 1.4km 1310nm | 6 |  |  | B1-B3 | 1E3SC61023PPOAB1B3UG | RDH10265/2 | SFP+ SM 10.3Gb/s 1.4km 1310nm
Ericsson | 1E3SC61023PPOAB1B3UG | KRC161635/1 | RADIO UNIT/Radio 4415 B1 | 3 |  |  | B1-B3 | 1E3SC61023PPOAB1B3UG | KRC161635/1 | RADIO UNIT/Radio 4415 B1
Ericsson | 1E3SC61023PPOAB1B3UG | RNT44737/01 | Circular Power Connector DC-C (2 wire) | 3 |  |  | B1-B3 | 1E3SC61023PPOAB1B3UG | RNT44737/01 | Circular Power Connector DC-C (2 wire)
Ericsson | 1E3SC61023PPOAB1B3UG | RDH10265/2 | SFP+ SM 10.3Gb/s 1.4km 1310nm | 6 |  |  | B1-B3 | 1E3SC61023PPOAB1B3UG | RDH10265/2 | SFP+ SM 10.3Gb/s 1.4km 1310nm
Ericsson | 1E3SC61023PPOAB1B3UG | RDH10265/2 | SFP+ SM 10.3Gb/s 1.4km 1310nm | 6 |  |  | B1-B3 | 1E3SC61023PPOAB1B3UG | RDH10265/2 | SFP+ SM 10.3Gb/s 1.4km 1310nm
Ericsson | 1E3SC61023PPOAB1B3UG | NFT30459/2 | Surge Protection Device, SPD -48V | 7 |  |  | B1-B3 | 1E3SC61023PPOAB1B3UG | NFT30459/2 | Surge Protection Device, SPD -48V
Ericsson | 1E3SC61023PPOAB1B3UG | RPM777193/01500 | CABLE WITH CONNECTOR/DC POWER CABLE | 7 |  |  | B1-B3 | 1E3SC61023PPOAB1B3UG | RPM777193/01500 | CABLE WITH CONNECTOR/DC POWER CABLE
Ericsson | 1E3SC61023PPOAB1B3UG | BMG980336/7 | PDU 01 04; Power Distribution Unit | 1 |  |  | B1-B3 | 1E3SC61023PPOAB1B3UG | BMG980336/7 | PDU 01 04; Power Distribution Unit
Ericsson | 1E3SC61023PPOAB1B3UG | RPM77701/00500 | CABLE WITH CONNECTOR/SIGNAL CABLE | 1 |  |  | B1-B3 | 1E3SC61023PPOAB1B3UG | RPM77701/00500 | CABLE WITH CONNECTOR/SIGNAL CABLE
Ericsson | 1E3SC61023PPOAB1B3UG | BML161184/1 | RECTIFIER/PSU AC 03; Power Supply Unit | 4 |  |  | B1-B3 | 1E3SC61023PPOAB1B3UG | BML161184/1 | RECTIFIER/PSU AC 03; Power Supply Unit
Ericsson | 1E3SC61023PPOAB1B3UG | BGK90118/2 | CONNECTION PANEL/SHU 02 01; Support HUB | 1 |  |  | B1-B3 | 1E3SC61023PPOAB1B3UG | BGK90118/2 | CONNECTION PANEL/SHU 02 01; Support HUB
Ericsson | 1E3SC61023PPOAB1B3UG | BMG980336/7 | DISTR. EQUIPMENT/PDU 01 04; Power Distribution Unit | 2 |  |  | B1-B3 | 1E3SC61023PPOAB1B3UG | BMG980336/7 | DISTR. EQUIPMENT/PDU 01 04; Power Distribution Unit
Ericsson | 1E3SC61023PPOAB1B3UG | BMG980410/1 | DISTR. EQUIPMENT/BFU 01 03; Battery Fuse | 1 |  |  | B1-B3 | 1E3SC61023PPOAB1B3UG | BMG980410/1 | DISTR. EQUIPMENT/BFU 01 03; Battery Fuse
Ericsson | 1E3SC61023PPOAB1B3UG | BMG980390/10 | MAINS DISTR. UNIT/Optional AC-outlet | 1 |  |  | B1-B3 | 1E3SC61023PPOAB1B3UG | BMG980390/10 | MAINS DISTR. UNIT/Optional AC-outlet
Ericsson | 1E3SC61023PPOAB1B3UG | BML161184/1 | RECTIFIER/PSU AC 03; Power Supply Unit | 3 |  |  | B1-B3 | 1E3SC61023PPOAB1B3UG | BML161184/1 | RECTIFIER/PSU AC 03; Power Supply Unit
Ericsson | 1E3SC61023PPOAB1B3UG | NTM2013977/1 | SET OF MATERIALS/Screw set for expansion | 1 |  |  | B1-B3 | 1E3SC61023PPOAB1B3UG | NTM2013977/1 | SET OF MATERIALS/Screw set for expansion
Ericsson | 1E3SC61023PPOAB1B3UG | RPM77701/00500 | CABLE WITH CONNECTOR/SIGNAL CABLE | 3 |  |  | B1-B3 | 1E3SC61023PPOAB1B3UG | RPM77701/00500 | CABLE WITH CONNECTOR/SIGNAL CABLE
Ericsson | 1E3SC61023PPOAB1B3UG | RPM77701/00700 | CABLE WITH CONNECTOR/SIGNAL CABLE | 2 |  |  | B1-B3 | 1E3SC61023PPOAB1B3UG | RPM77701/00700 | CABLE WITH CONNECTOR/SIGNAL CABLE
Ericsson | 1E3SC61023PPOAB1B3UG | RPM77701/01000 | CABLE WITH CONNECTOR/SIGNAL CABLE | 1 |  |  | B1-B3 | 1E3SC61023PPOAB1B3UG | RPM77701/01000 | CABLE WITH CONNECTOR/SIGNAL CABLE
Ericsson | 1E3SC61023PPOAB1B3UG | RPM777270/01000 | CABLE WITH CONNECTOR/POWER CABLE | 3 |  |  | B1-B3 | 1E3SC61023PPOAB1B3UG | RPM777270/01000 | CABLE WITH CONNECTOR/POWER CABLE
Ericsson | 1E3SC61023PPOAB1B3UG | SXA1344414/1 | MECHANICAL COMPONENT/Air outlet plate | 1 |  |  | B1-B3 | 1E3SC61023PPOAB1B3UG | SXA1344414/1 | MECHANICAL COMPONENT/Air outlet plate
Ericsson | 1E3SC61023PPOAB1B3UG | SXA2153864/1 | MECHANICAL COMPONENT/Guide rail | 2 |  |  | B1-B3 | 1E3SC61023PPOAB1B3UG | SXA2153864/1 | MECHANICAL COMPONENT/Guide rail
Ericsson | 1E3SC61023PPOAB1B3UG | SXA2155276/1 | MECHANICAL COMPONENT/PLATE 19 Dummy (1U) | 1 |  |  | B1-B3 | 1E3SC61023PPOAB1B3UG | SXA2155276/1 | MECHANICAL COMPONENT/PLATE 19 Dummy (1U)
Ericsson | 1E3SC61023PPOAB1B3UG | SXK1091052/1 | ASSEMBLED PARTS/SHU holder | 1 |  |  | B1-B3 | 1E3SC61023PPOAB1B3UG | SXK1091052/1 | ASSEMBLED PARTS/SHU holder
Ericsson | 1E3SC61023PPOAB1B3UG | SXK1091102/1 | ASSEMBLED PARTS/½U dummy (19) | 1 |  |  | B1-B3 | 1E3SC61023PPOAB1B3UG | SXK1091102/1 | ASSEMBLED PARTS/½U dummy (19)
Ericsson | 1E3SC61023PPOAB1B3UG | SXK1091601/1 | ASSEMBLED PARTS/Airplate Low flow | 1 |  |  | B1-B3 | 1E3SC61023PPOAB1B3UG | SXK1091601/1 | ASSEMBLED PARTS/Airplate Low flow
Ericsson | 1E3SC61023PPOAB1B3UG | SXK1091601/2 | ASSEMBLED PARTS/Airplate Medium flow | 1 |  |  | B1-B3 | 1E3SC61023PPOAB1B3UG | SXK1091601/2 | ASSEMBLED PARTS/Airplate Medium flow
Ericsson | 1E3SC61023PPOAB1B3UG | SXK1098115/1 | ASSEMBLED PARTS/Power subrack | 1 |  |  | B1-B3 | 1E3SC61023PPOAB1B3UG | SXK1098115/1 | ASSEMBLED PARTS/Power subrack
Ericsson | 1E3SC61023PPOAB1B3UG | SXK1098257/1 | DUMMY/Dummy unit (Power Subrack) | 4 |  |  | B1-B3 | 1E3SC61023PPOAB1B3UG | SXK1098257/1 | DUMMY/Dummy unit (Power Subrack)
Ericsson | E3SC61023PPOAB1B3UG | KDV127621/11 | Baseband 6630 with fan | 3 |  |  | B1-B3 | E3SC61023PPOAB1B3UG | KDV127621/11 | Baseband 6630 with fan
Ericsson | E3SC61023PPOAB1B3UG | RPM777526/02000 | ET Power cable | 3 |  |  | B1-B3 | E3SC61023PPOAB1B3UG | RPM777526/02000 | ET Power cable
Ericsson | E3SC61023PPOAB1B3UG | RPM777567/05000 | Grounding Cable | 3 |  |  | B1-B3 | E3SC61023PPOAB1B3UG | RPM777567/05000 | Grounding Cable
Ericsson | E3SC61023PPOAB1B3UG | SXK1253086/1 | Cable guide | 3 |  |  | B1-B3 | E3SC61023PPOAB1B3UG | SXK1253086/1 | Cable guide
Ericsson | E3SC61023PPOAB1B3UG | KRC161797/1 | RADIO UNIT/Radio 2238 B8 B20 B28B | 3 |  |  | B1-B3 | E3SC61023PPOAB1B3UG | KRC161797/1 | RADIO UNIT/Radio 2238 B8 B20 B28B
Ericsson | E3SC61023PPOAB1B3UG | RNT44737/01 | Circular Power Connector DC-C (2 wire) | 3 |  |  | B1-B3 | E3SC61023PPOAB1B3UG | RNT44737/01 | Circular Power Connector DC-C (2 wire)
Ericsson | E3SC61023PPOAB1B3UG | RDH10265/2 | SFP+ SM 10.3Gb/s 1.4km 1310nm | 6 |  |  | B1-B3 | E3SC61023PPOAB1B3UG | RDH10265/2 | SFP+ SM 10.3Gb/s 1.4km 1310nm
Ericsson | E3SC61023PPOAB1B3UG | RDH10265/2 | SFP+ SM 10.3Gb/s 1.4km 1310nm | 6 |  |  | B1-B3 | E3SC61023PPOAB1B3UG | RDH10265/2 | SFP+ SM 10.3Gb/s 1.4km 1310nm
Ericsson | E3SC61023PPOAB1B3UG | KRC161635/1 | RADIO UNIT/Radio 4415 B1 | 3 |  |  | B1-B3 | E3SC61023PPOAB1B3UG | KRC161635/1 | RADIO UNIT/Radio 4415 B1
Ericsson | E3SC61023PPOAB1B3UG | RNT44737/01 | Circular Power Connector DC-C (2 wire) | 3 |  |  | B1-B3 | E3SC61023PPOAB1B3UG | RNT44737/01 | Circular Power Connector DC-C (2 wire)
Ericsson | E3SC61023PPOAB1B3UG | RDH10265/2 | SFP+ SM 10.3Gb/s 1.4km 1310nm | 6 |  |  | B1-B3 | E3SC61023PPOAB1B3UG | RDH10265/2 | SFP+ SM 10.3Gb/s 1.4km 1310nm
Ericsson | E3SC61023PPOAB1B3UG | RDH10265/2 | SFP+ SM 10.3Gb/s 1.4km 1310nm | 6 |  |  | B1-B3 | E3SC61023PPOAB1B3UG | RDH10265/2 | SFP+ SM 10.3Gb/s 1.4km 1310nm
Ericsson | E3SC61023PPOAB1B3UG | RPM777279/00650 | SIGNAL CABLE | 1 |  |  | B1-B3 | E3SC61023PPOAB1B3UG | RPM777279/00650 | SIGNAL CABLE
Ericsson | E3SC61023PPOAB1B3UG | RPM777341/01800 | Ethernet Transmission Cable | 1 |  |  | B1-B3 | E3SC61023PPOAB1B3UG | RPM777341/01800 | Ethernet Transmission Cable
Ericsson | E3SC61023PPOAB1B3UG | NFT30459/2 | Surge Protection Device, SPD -48V | 7 |  |  | B1-B3 | E3SC61023PPOAB1B3UG | NFT30459/2 | Surge Protection Device, SPD -48V
Ericsson | E3SC61023PPOAB1B3UG | RPM777193/01500 | CABLE WITH CONNECTOR/DC POWER CABLE | 7 |  |  | B1-B3 | E3SC61023PPOAB1B3UG | RPM777193/01500 | CABLE WITH CONNECTOR/DC POWER CABLE
Ericsson | E3SC61023PPOAB1B3UG | BMG980336/7 | PDU 01 04; Power Distribution Unit | 1 |  |  | B1-B3 | E3SC61023PPOAB1B3UG | BMG980336/7 | PDU 01 04; Power Distribution Unit
Ericsson | E3SC61023PPOAB1B3UG | RPM77701/00500 | CABLE WITH CONNECTOR/SIGNAL CABLE | 1 |  |  | B1-B3 | E3SC61023PPOAB1B3UG | RPM77701/00500 | CABLE WITH CONNECTOR/SIGNAL CABLE
Ericsson | E3SC61023PPOAB1B3UG | BML161184/1 | RECTIFIER/PSU AC 03; Power Supply Unit | 4 |  |  | B1-B3 | E3SC61023PPOAB1B3UG | BML161184/1 | RECTIFIER/PSU AC 03; Power Supply Unit
Ericsson | E3SC61023PPOAB1B3UG | BGK90118/2 | CONNECTION PANEL/SHU 02 01; Support HUB | 1 |  |  | B1-B3 | E3SC61023PPOAB1B3UG | BGK90118/2 | CONNECTION PANEL/SHU 02 01; Support HUB
Ericsson | E3SC61023PPOAB1B3UG | BMG980336/7 | DISTR. EQUIPMENT/PDU 01 04; Power Distribution Unit | 2 |  |  | B1-B3 | E3SC61023PPOAB1B3UG | BMG980336/7 | DISTR. EQUIPMENT/PDU 01 04; Power Distribution Unit
Ericsson | E3SC61023PPOAB1B3UG | BMG980410/1 | DISTR. EQUIPMENT/BFU 01 03; Battery Fuse | 1 |  |  | B1-B3 | E3SC61023PPOAB1B3UG | BMG980410/1 | DISTR. EQUIPMENT/BFU 01 03; Battery Fuse
Ericsson | E3SC61023PPOAB1B3UG | BMG980390/10 | MAINS DISTR. UNIT/Optional AC-outlet | 1 |  |  | B1-B3 | E3SC61023PPOAB1B3UG | BMG980390/10 | MAINS DISTR. UNIT/Optional AC-outlet
Ericsson | E3SC61023PPOAB1B3UG | BML161184/1 | RECTIFIER/PSU AC 03; Power Supply Unit | 3 |  |  | B1-B3 | E3SC61023PPOAB1B3UG | BML161184/1 | RECTIFIER/PSU AC 03; Power Supply Unit
Ericsson | E3SC61023PPOAB1B3UG | NTM2013977/1 | SET OF MATERIALS/Screw set for expansion | 1 |  |  | B1-B3 | E3SC61023PPOAB1B3UG | NTM2013977/1 | SET OF MATERIALS/Screw set for expansion
Ericsson | E3SC61023PPOAB1B3UG | RPM77701/00500 | CABLE WITH CONNECTOR/SIGNAL CABLE | 3 |  |  | B1-B3 | E3SC61023PPOAB1B3UG | RPM77701/00500 | CABLE WITH CONNECTOR/SIGNAL CABLE
Ericsson | E3SC61023PPOAB1B3UG | RPM77701/00700 | CABLE WITH CONNECTOR/SIGNAL CABLE | 2 |  |  | B1-B3 | E3SC61023PPOAB1B3UG | RPM77701/00700 | CABLE WITH CONNECTOR/SIGNAL CABLE
Ericsson | E3SC61023PPOAB1B3UG | RPM77701/01000 | CABLE WITH CONNECTOR/SIGNAL CABLE | 1 |  |  | B1-B3 | E3SC61023PPOAB1B3UG | RPM77701/01000 | CABLE WITH CONNECTOR/SIGNAL CABLE
Ericsson | E3SC61023PPOAB1B3UG | RPM777270/01000 | CABLE WITH CONNECTOR/POWER CABLE | 3 |  |  | B1-B3 | E3SC61023PPOAB1B3UG | RPM777270/01000 | CABLE WITH CONNECTOR/POWER CABLE
Ericsson | E3SC61023PPOAB1B3UG | SXA1344414/1 | MECHANICAL COMPONENT/Air outlet plate | 1 |  |  | B1-B3 | E3SC61023PPOAB1B3UG | SXA1344414/1 | MECHANICAL COMPONENT/Air outlet plate
Ericsson | E3SC61023PPOAB1B3UG | SXA2153864/1 | MECHANICAL COMPONENT/Guide rail | 2 |  |  | B1-B3 | E3SC61023PPOAB1B3UG | SXA2153864/1 | MECHANICAL COMPONENT/Guide rail
Ericsson | E3SC61023PPOAB1B3UG | SXA2155276/1 | MECHANICAL COMPONENT/PLATE 19 Dummy (1U) | 1 |  |  | B1-B3 | E3SC61023PPOAB1B3UG | SXA2155276/1 | MECHANICAL COMPONENT/PLATE 19 Dummy (1U)
Ericsson | E3SC61023PPOAB1B3UG | SXK1091052/1 | ASSEMBLED PARTS/SHU holder | 1 |  |  | B1-B3 | E3SC61023PPOAB1B3UG | SXK1091052/1 | ASSEMBLED PARTS/SHU holder
Ericsson | E3SC61023PPOAB1B3UG | SXK1091102/1 | ASSEMBLED PARTS/½U dummy (19) | 1 |  |  | B1-B3 | E3SC61023PPOAB1B3UG | SXK1091102/1 | ASSEMBLED PARTS/½U dummy (19)
Ericsson | E3SC61023PPOAB1B3UG | SXK1091601/1 | ASSEMBLED PARTS/Airplate Low flow | 1 |  |  | B1-B3 | E3SC61023PPOAB1B3UG | SXK1091601/1 | ASSEMBLED PARTS/Airplate Low flow
Ericsson | E3SC61023PPOAB1B3UG | SXK1091601/2 | ASSEMBLED PARTS/Airplate Medium flow | 1 |  |  | B1-B3 | E3SC61023PPOAB1B3UG | SXK1091601/2 | ASSEMBLED PARTS/Airplate Medium flow
Ericsson | E3SC61023PPOAB1B3UG | SXK1098115/1 | ASSEMBLED PARTS/Power subrack | 1 |  |  | B1-B3 | E3SC61023PPOAB1B3UG | SXK1098115/1 | ASSEMBLED PARTS/Power subrack
Ericsson | E3SC61023PPOAB1B3UG | SXK1098257/1 | DUMMY/Dummy unit (Power Subrack) | 4 |  |  | B1-B3 | E3SC61023PPOAB1B3UG | SXK1098257/1 | DUMMY/Dummy unit (Power Subrack)
Ericsson | 1E2SC61023PPOAB1B3UG | KDV127621/11 | Baseband 6630 with fan | 3 |  |  | B1-B3 | 1E2SC61023PPOAB1B3UG | KDV127621/11 | Baseband 6630 with fan
Ericsson | 1E2SC61023PPOAB1B3UG | RPM777526/02000 | ET Power cable | 3 |  |  | B1-B3 | 1E2SC61023PPOAB1B3UG | RPM777526/02000 | ET Power cable
Ericsson | 1E2SC61023PPOAB1B3UG | RPM777567/05000 | Grounding Cable | 3 |  |  | B1-B3 | 1E2SC61023PPOAB1B3UG | RPM777567/05000 | Grounding Cable
Ericsson | 1E2SC61023PPOAB1B3UG | SXK1253086/1 | Cable guide | 3 |  |  | B1-B3 | 1E2SC61023PPOAB1B3UG | SXK1253086/1 | Cable guide
Ericsson | 1E2SC61023PPOAB1B3UG | KRC161797/1 | RADIO UNIT/Radio 2238 B8 B20 B28B | 2 |  |  | B1-B3 | 1E2SC61023PPOAB1B3UG | KRC161797/1 | RADIO UNIT/Radio 2238 B8 B20 B28B
Ericsson | 1E2SC61023PPOAB1B3UG | RNT44737/01 | Circular Power Connector DC-C (2 wire) | 2 |  |  | B1-B3 | 1E2SC61023PPOAB1B3UG | RNT44737/01 | Circular Power Connector DC-C (2 wire)
Ericsson | 1E2SC61023PPOAB1B3UG | RDH10265/2 | SFP+ SM 10.3Gb/s 1.4km 1310nm | 4 |  |  | B1-B3 | 1E2SC61023PPOAB1B3UG | RDH10265/2 | SFP+ SM 10.3Gb/s 1.4km 1310nm
Ericsson | 1E2SC61023PPOAB1B3UG | RDH10265/2 | SFP+ SM 10.3Gb/s 1.4km 1310nm | 4 |  |  | B1-B3 | 1E2SC61023PPOAB1B3UG | RDH10265/2 | SFP+ SM 10.3Gb/s 1.4km 1310nm
Ericsson | 1E2SC61023PPOAB1B3UG | KRC161635/1 | RADIO UNIT/Radio 4415 B1 | 2 |  |  | B1-B3 | 1E2SC61023PPOAB1B3UG | KRC161635/1 | RADIO UNIT/Radio 4415 B1
Ericsson | 1E2SC61023PPOAB1B3UG | RNT44737/01 | Circular Power Connector DC-C (2 wire) | 2 |  |  | B1-B3 | 1E2SC61023PPOAB1B3UG | RNT44737/01 | Circular Power Connector DC-C (2 wire)
Ericsson | 1E2SC61023PPOAB1B3UG | RDH10265/2 | SFP+ SM 10.3Gb/s 1.4km 1310nm | 4 |  |  | B1-B3 | 1E2SC61023PPOAB1B3UG | RDH10265/2 | SFP+ SM 10.3Gb/s 1.4km 1310nm
Ericsson | 1E2SC61023PPOAB1B3UG | RDH10265/2 | SFP+ SM 10.3Gb/s 1.4km 1310nm | 4 |  |  | B1-B3 | 1E2SC61023PPOAB1B3UG | RDH10265/2 | SFP+ SM 10.3Gb/s 1.4km 1310nm
Ericsson | 1E2SC61023PPOAB1B3UG | NFT30459/2 | Surge Protection Device, SPD -48V | 5 |  |  | B1-B3 | 1E2SC61023PPOAB1B3UG | NFT30459/2 | Surge Protection Device, SPD -48V
Ericsson | 1E2SC61023PPOAB1B3UG | RPM777193/01500 | CABLE WITH CONNECTOR/DC POWER CABLE | 5 |  |  | B1-B3 | 1E2SC61023PPOAB1B3UG | RPM777193/01500 | CABLE WITH CONNECTOR/DC POWER CABLE
Ericsson | 1E2SC61023PPOAB1B3UG | BMG980336/7 | PDU 01 04; Power Distribution Unit | 1 |  |  | B1-B3 | 1E2SC61023PPOAB1B3UG | BMG980336/7 | PDU 01 04; Power Distribution Unit
Ericsson | 1E2SC61023PPOAB1B3UG | RPM77701/00500 | CABLE WITH CONNECTOR/SIGNAL CABLE | 1 |  |  | B1-B3 | 1E2SC61023PPOAB1B3UG | RPM77701/00500 | CABLE WITH CONNECTOR/SIGNAL CABLE
Ericsson | 1E2SC61023PPOAB1B3UG | BML161184/1 | RECTIFIER/PSU AC 03; Power Supply Unit | 4 |  |  | B1-B3 | 1E2SC61023PPOAB1B3UG | BML161184/1 | RECTIFIER/PSU AC 03; Power Supply Unit
Ericsson | 1E2SC61023PPOAB1B3UG | BGK90118/2 | CONNECTION PANEL/SHU 02 01; Support HUB | 1 |  |  | B1-B3 | 1E2SC61023PPOAB1B3UG | BGK90118/2 | CONNECTION PANEL/SHU 02 01; Support HUB
Ericsson | 1E2SC61023PPOAB1B3UG | BMG980336/7 | DISTR. EQUIPMENT/PDU 01 04; Power Distribution Unit | 2 |  |  | B1-B3 | 1E2SC61023PPOAB1B3UG | BMG980336/7 | DISTR. EQUIPMENT/PDU 01 04; Power Distribution Unit
Ericsson | 1E2SC61023PPOAB1B3UG | BMG980410/1 | DISTR. EQUIPMENT/BFU 01 03; Battery Fuse | 1 |  |  | B1-B3 | 1E2SC61023PPOAB1B3UG | BMG980410/1 | DISTR. EQUIPMENT/BFU 01 03; Battery Fuse
Ericsson | 1E2SC61023PPOAB1B3UG | BMG980390/10 | MAINS DISTR. UNIT/Optional AC-outlet | 1 |  |  | B1-B3 | 1E2SC61023PPOAB1B3UG | BMG980390/10 | MAINS DISTR. UNIT/Optional AC-outlet
Ericsson | 1E2SC61023PPOAB1B3UG | BML161184/1 | RECTIFIER/PSU AC 03; Power Supply Unit | 3 |  |  | B1-B3 | 1E2SC61023PPOAB1B3UG | BML161184/1 | RECTIFIER/PSU AC 03; Power Supply Unit
Ericsson | 1E2SC61023PPOAB1B3UG | NTM2013977/1 | SET OF MATERIALS/Screw set for expansion | 1 |  |  | B1-B3 | 1E2SC61023PPOAB1B3UG | NTM2013977/1 | SET OF MATERIALS/Screw set for expansion
Ericsson | 1E2SC61023PPOAB1B3UG | RPM77701/00500 | CABLE WITH CONNECTOR/SIGNAL CABLE | 3 |  |  | B1-B3 | 1E2SC61023PPOAB1B3UG | RPM77701/00500 | CABLE WITH CONNECTOR/SIGNAL CABLE
Ericsson | 1E2SC61023PPOAB1B3UG | RPM77701/00700 | CABLE WITH CONNECTOR/SIGNAL CABLE | 2 |  |  | B1-B3 | 1E2SC61023PPOAB1B3UG | RPM77701/00700 | CABLE WITH CONNECTOR/SIGNAL CABLE
Ericsson | 1E2SC61023PPOAB1B3UG | RPM77701/01000 | CABLE WITH CONNECTOR/SIGNAL CABLE | 1 |  |  | B1-B3 | 1E2SC61023PPOAB1B3UG | RPM77701/01000 | CABLE WITH CONNECTOR/SIGNAL CABLE
Ericsson | 1E2SC61023PPOAB1B3UG | RPM777270/01000 | CABLE WITH CONNECTOR/POWER CABLE | 3 |  |  | B1-B3 | 1E2SC61023PPOAB1B3UG | RPM777270/01000 | CABLE WITH CONNECTOR/POWER CABLE
Ericsson | 1E2SC61023PPOAB1B3UG | SXA1344414/1 | MECHANICAL COMPONENT/Air outlet plate | 1 |  |  | B1-B3 | 1E2SC61023PPOAB1B3UG | SXA1344414/1 | MECHANICAL COMPONENT/Air outlet plate
Ericsson | 1E2SC61023PPOAB1B3UG | SXA2153864/1 | MECHANICAL COMPONENT/Guide rail | 2 |  |  | B1-B3 | 1E2SC61023PPOAB1B3UG | SXA2153864/1 | MECHANICAL COMPONENT/Guide rail
Ericsson | 1E2SC61023PPOAB1B3UG | SXA2155276/1 | MECHANICAL COMPONENT/PLATE 19 Dummy (1U) | 1 |  |  | B1-B3 | 1E2SC61023PPOAB1B3UG | SXA2155276/1 | MECHANICAL COMPONENT/PLATE 19 Dummy (1U)
Ericsson | 1E2SC61023PPOAB1B3UG | SXK1091052/1 | ASSEMBLED PARTS/SHU holder | 1 |  |  | B1-B3 | 1E2SC61023PPOAB1B3UG | SXK1091052/1 | ASSEMBLED PARTS/SHU holder
Ericsson | 1E2SC61023PPOAB1B3UG | SXK1091102/1 | ASSEMBLED PARTS/½U dummy (19) | 1 |  |  | B1-B3 | 1E2SC61023PPOAB1B3UG | SXK1091102/1 | ASSEMBLED PARTS/½U dummy (19)
Ericsson | 1E2SC61023PPOAB1B3UG | SXK1091601/1 | ASSEMBLED PARTS/Airplate Low flow | 1 |  |  | B1-B3 | 1E2SC61023PPOAB1B3UG | SXK1091601/1 | ASSEMBLED PARTS/Airplate Low flow
Ericsson | 1E2SC61023PPOAB1B3UG | SXK1091601/2 | ASSEMBLED PARTS/Airplate Medium flow | 1 |  |  | B1-B3 | 1E2SC61023PPOAB1B3UG | SXK1091601/2 | ASSEMBLED PARTS/Airplate Medium flow
Ericsson | 1E2SC61023PPOAB1B3UG | SXK1098115/1 | ASSEMBLED PARTS/Power subrack | 1 |  |  | B1-B3 | 1E2SC61023PPOAB1B3UG | SXK1098115/1 | ASSEMBLED PARTS/Power subrack
Ericsson | 1E2SC61023PPOAB1B3UG | SXK1098257/1 | DUMMY/Dummy unit (Power Subrack) | 4 |  |  | B1-B3 | 1E2SC61023PPOAB1B3UG | SXK1098257/1 | DUMMY/Dummy unit (Power Subrack)
Ericsson | E2SC61023PPOAB1B3UG | KDV127621/11 | Baseband 6630 with fan | 3 |  |  | B1-B3 | E2SC61023PPOAB1B3UG | KDV127621/11 | Baseband 6630 with fan
Ericsson | E2SC61023PPOAB1B3UG | RPM777526/02000 | ET Power cable | 3 |  |  | B1-B3 | E2SC61023PPOAB1B3UG | RPM777526/02000 | ET Power cable
Ericsson | E2SC61023PPOAB1B3UG | RPM777567/05000 | Grounding Cable | 3 |  |  | B1-B3 | E2SC61023PPOAB1B3UG | RPM777567/05000 | Grounding Cable
Ericsson | E2SC61023PPOAB1B3UG | SXK1253086/1 | Cable guide | 3 |  |  | B1-B3 | E2SC61023PPOAB1B3UG | SXK1253086/1 | Cable guide
Ericsson | E2SC61023PPOAB1B3UG | KRC161797/1 | RADIO UNIT/Radio 2238 B8 B20 B28B | 2 |  |  | B1-B3 | E2SC61023PPOAB1B3UG | KRC161797/1 | RADIO UNIT/Radio 2238 B8 B20 B28B
Ericsson | E2SC61023PPOAB1B3UG | RNT44737/01 | Circular Power Connector DC-C (2 wire) | 2 |  |  | B1-B3 | E2SC61023PPOAB1B3UG | RNT44737/01 | Circular Power Connector DC-C (2 wire)
Ericsson | E2SC61023PPOAB1B3UG | RDH10265/2 | SFP+ SM 10.3Gb/s 1.4km 1310nm | 4 |  |  | B1-B3 | E2SC61023PPOAB1B3UG | RDH10265/2 | SFP+ SM 10.3Gb/s 1.4km 1310nm
Ericsson | E2SC61023PPOAB1B3UG | RDH10265/2 | SFP+ SM 10.3Gb/s 1.4km 1310nm | 4 |  |  | B1-B3 | E2SC61023PPOAB1B3UG | RDH10265/2 | SFP+ SM 10.3Gb/s 1.4km 1310nm
Ericsson | E2SC61023PPOAB1B3UG | KRC161635/1 | RADIO UNIT/Radio 4415 B1 | 2 |  |  | B1-B3 | E2SC61023PPOAB1B3UG | KRC161635/1 | RADIO UNIT/Radio 4415 B1
Ericsson | E2SC61023PPOAB1B3UG | RNT44737/01 | Circular Power Connector DC-C (2 wire) | 2 |  |  | B1-B3 | E2SC61023PPOAB1B3UG | RNT44737/01 | Circular Power Connector DC-C (2 wire)
Ericsson | E2SC61023PPOAB1B3UG | RDH10265/2 | SFP+ SM 10.3Gb/s 1.4km 1310nm | 4 |  |  | B1-B3 | E2SC61023PPOAB1B3UG | RDH10265/2 | SFP+ SM 10.3Gb/s 1.4km 1310nm
Ericsson | E2SC61023PPOAB1B3UG | RDH10265/2 | SFP+ SM 10.3Gb/s 1.4km 1310nm | 4 |  |  | B1-B3 | E2SC61023PPOAB1B3UG | RDH10265/2 | SFP+ SM 10.3Gb/s 1.4km 1310nm
Ericsson | E2SC61023PPOAB1B3UG | RPM777279/00650 | SIGNAL CABLE | 1 |  |  | B1-B3 | E2SC61023PPOAB1B3UG | RPM777279/00650 | SIGNAL CABLE
Ericsson | E2SC61023PPOAB1B3UG | RPM777341/01800 | Ethernet Transmission Cable | 1 |  |  | B1-B3 | E2SC61023PPOAB1B3UG | RPM777341/01800 | Ethernet Transmission Cable
Ericsson | E2SC61023PPOAB1B3UG | NFT30459/2 | Surge Protection Device, SPD -48V | 5 |  |  | B1-B3 | E2SC61023PPOAB1B3UG | NFT30459/2 | Surge Protection Device, SPD -48V
Ericsson | E2SC61023PPOAB1B3UG | RPM777193/01500 | CABLE WITH CONNECTOR/DC POWER CABLE | 5 |  |  | B1-B3 | E2SC61023PPOAB1B3UG | RPM777193/01500 | CABLE WITH CONNECTOR/DC POWER CABLE
Ericsson | E2SC61023PPOAB1B3UG | BMG980336/7 | PDU 01 04; Power Distribution Unit | 1 |  |  | B1-B3 | E2SC61023PPOAB1B3UG | BMG980336/7 | PDU 01 04; Power Distribution Unit
Ericsson | E2SC61023PPOAB1B3UG | RPM77701/00500 | CABLE WITH CONNECTOR/SIGNAL CABLE | 1 |  |  | B1-B3 | E2SC61023PPOAB1B3UG | RPM77701/00500 | CABLE WITH CONNECTOR/SIGNAL CABLE
Ericsson | E2SC61023PPOAB1B3UG | BML161184/1 | RECTIFIER/PSU AC 03; Power Supply Unit | 4 |  |  | B1-B3 | E2SC61023PPOAB1B3UG | BML161184/1 | RECTIFIER/PSU AC 03; Power Supply Unit
Ericsson | E2SC61023PPOAB1B3UG | BGK90118/2 | CONNECTION PANEL/SHU 02 01; Support HUB | 1 |  |  | B1-B3 | E2SC61023PPOAB1B3UG | BGK90118/2 | CONNECTION PANEL/SHU 02 01; Support HUB
Ericsson | E2SC61023PPOAB1B3UG | BMG980336/7 | DISTR. EQUIPMENT/PDU 01 04; Power Distribution Unit | 2 |  |  | B1-B3 | E2SC61023PPOAB1B3UG | BMG980336/7 | DISTR. EQUIPMENT/PDU 01 04; Power Distribution Unit
Ericsson | E2SC61023PPOAB1B3UG | BMG980410/1 | DISTR. EQUIPMENT/BFU 01 03; Battery Fuse | 1 |  |  | B1-B3 | E2SC61023PPOAB1B3UG | BMG980410/1 | DISTR. EQUIPMENT/BFU 01 03; Battery Fuse
Ericsson | E2SC61023PPOAB1B3UG | BMG980390/10 | MAINS DISTR. UNIT/Optional AC-outlet | 1 |  |  | B1-B3 | E2SC61023PPOAB1B3UG | BMG980390/10 | MAINS DISTR. UNIT/Optional AC-outlet
Ericsson | E2SC61023PPOAB1B3UG | BML161184/1 | RECTIFIER/PSU AC 03; Power Supply Unit | 3 |  |  | B1-B3 | E2SC61023PPOAB1B3UG | BML161184/1 | RECTIFIER/PSU AC 03; Power Supply Unit
Ericsson | E2SC61023PPOAB1B3UG | NTM2013977/1 | SET OF MATERIALS/Screw set for expansion | 1 |  |  | B1-B3 | E2SC61023PPOAB1B3UG | NTM2013977/1 | SET OF MATERIALS/Screw set for expansion
Ericsson | E2SC61023PPOAB1B3UG | RPM77701/00500 | CABLE WITH CONNECTOR/SIGNAL CABLE | 3 |  |  | B1-B3 | E2SC61023PPOAB1B3UG | RPM77701/00500 | CABLE WITH CONNECTOR/SIGNAL CABLE
Ericsson | E2SC61023PPOAB1B3UG | RPM77701/00700 | CABLE WITH CONNECTOR/SIGNAL CABLE | 2 |  |  | B1-B3 | E2SC61023PPOAB1B3UG | RPM77701/00700 | CABLE WITH CONNECTOR/SIGNAL CABLE
Ericsson | E2SC61023PPOAB1B3UG | RPM77701/01000 | CABLE WITH CONNECTOR/SIGNAL CABLE | 1 |  |  | B1-B3 | E2SC61023PPOAB1B3UG | RPM77701/01000 | CABLE WITH CONNECTOR/SIGNAL CABLE
Ericsson | E2SC61023PPOAB1B3UG | RPM777270/01000 | CABLE WITH CONNECTOR/POWER CABLE | 3 |  |  | B1-B3 | E2SC61023PPOAB1B3UG | RPM777270/01000 | CABLE WITH CONNECTOR/POWER CABLE
Ericsson | E2SC61023PPOAB1B3UG | SXA1344414/1 | MECHANICAL COMPONENT/Air outlet plate | 1 |  |  | B1-B3 | E2SC61023PPOAB1B3UG | SXA1344414/1 | MECHANICAL COMPONENT/Air outlet plate
Ericsson | E2SC61023PPOAB1B3UG | SXA2153864/1 | MECHANICAL COMPONENT/Guide rail | 2 |  |  | B1-B3 | E2SC61023PPOAB1B3UG | SXA2153864/1 | MECHANICAL COMPONENT/Guide rail
Ericsson | E2SC61023PPOAB1B3UG | SXA2155276/1 | MECHANICAL COMPONENT/PLATE 19 Dummy (1U) | 1 |  |  | B1-B3 | E2SC61023PPOAB1B3UG | SXA2155276/1 | MECHANICAL COMPONENT/PLATE 19 Dummy (1U)
Ericsson | E2SC61023PPOAB1B3UG | SXK1091052/1 | ASSEMBLED PARTS/SHU holder | 1 |  |  | B1-B3 | E2SC61023PPOAB1B3UG | SXK1091052/1 | ASSEMBLED PARTS/SHU holder
Ericsson | E2SC61023PPOAB1B3UG | SXK1091102/1 | ASSEMBLED PARTS/½U dummy (19) | 1 |  |  | B1-B3 | E2SC61023PPOAB1B3UG | SXK1091102/1 | ASSEMBLED PARTS/½U dummy (19)
Ericsson | E2SC61023PPOAB1B3UG | SXK1091601/1 | ASSEMBLED PARTS/Airplate Low flow | 1 |  |  | B1-B3 | E2SC61023PPOAB1B3UG | SXK1091601/1 | ASSEMBLED PARTS/Airplate Low flow
Ericsson | E2SC61023PPOAB1B3UG | SXK1091601/2 | ASSEMBLED PARTS/Airplate Medium flow | 1 |  |  | B1-B3 | E2SC61023PPOAB1B3UG | SXK1091601/2 | ASSEMBLED PARTS/Airplate Medium flow
Ericsson | E2SC61023PPOAB1B3UG | SXK1098115/1 | ASSEMBLED PARTS/Power subrack | 1 |  |  | B1-B3 | E2SC61023PPOAB1B3UG | SXK1098115/1 | ASSEMBLED PARTS/Power subrack
Ericsson | E2SC61023PPOAB1B3UG | SXK1098257/1 | DUMMY/Dummy unit (Power Subrack) | 4 |  |  | B1-B3 | E2SC61023PPOAB1B3UG | SXK1098257/1 | DUMMY/Dummy unit (Power Subrack)
Ericsson | 1E3SC61023PPOAL18B1B3UG | KDV127621/11 | Baseband 6630 with fan | 3 |  |  | B1-B3 | 1E3SC61023PPOAL18B1B3UG | KDV127621/11 | Baseband 6630 with fan
Ericsson | 1E3SC61023PPOAL18B1B3UG | RPM777526/02000 | ET Power cable | 3 |  |  | B1-B3 | 1E3SC61023PPOAL18B1B3UG | RPM777526/02000 | ET Power cable
Ericsson | 1E3SC61023PPOAL18B1B3UG | RPM777567/05000 | Grounding Cable | 3 |  |  | B1-B3 | 1E3SC61023PPOAL18B1B3UG | RPM777567/05000 | Grounding Cable
Ericsson | 1E3SC61023PPOAL18B1B3UG | SXK1253086/1 | Cable guide | 3 |  |  | B1-B3 | 1E3SC61023PPOAL18B1B3UG | SXK1253086/1 | Cable guide
Ericsson | 1E3SC61023PPOAL18B1B3UG | KRC161797/1 | RADIO UNIT/Radio 2238 B8 B20 B28B | 3 |  |  | B1-B3 | 1E3SC61023PPOAL18B1B3UG | KRC161797/1 | RADIO UNIT/Radio 2238 B8 B20 B28B
Ericsson | 1E3SC61023PPOAL18B1B3UG | RNT44737/01 | Circular Power Connector DC-C (2 wire) | 3 |  |  | B1-B3 | 1E3SC61023PPOAL18B1B3UG | RNT44737/01 | Circular Power Connector DC-C (2 wire)
Ericsson | 1E3SC61023PPOAL18B1B3UG | RDH10265/2 | SFP+ SM 10.3Gb/s 1.4km 1310nm | 6 |  |  | B1-B3 | 1E3SC61023PPOAL18B1B3UG | RDH10265/2 | SFP+ SM 10.3Gb/s 1.4km 1310nm
Ericsson | 1E3SC61023PPOAL18B1B3UG | RDH10265/2 | SFP+ SM 10.3Gb/s 1.4km 1310nm | 6 |  |  | B1-B3 | 1E3SC61023PPOAL18B1B3UG | RDH10265/2 | SFP+ SM 10.3Gb/s 1.4km 1310nm
Ericsson | 1E3SC61023PPOAL18B1B3UG | KRC161777/1 | RADIO UNIT/Radio 4480B1B3 | 3 |  |  | B1-B3 | 1E3SC61023PPOAL18B1B3UG | KRC161777/1 | RADIO UNIT/Radio 4480B1B3
Ericsson | 1E3SC61023PPOAL18B1B3UG | RNT44737/01 | Circular Power Connector DC-C (2 wire) | 3 |  |  | B1-B3 | 1E3SC61023PPOAL18B1B3UG | RNT44737/01 | Circular Power Connector DC-C (2 wire)
Ericsson | 1E3SC61023PPOAL18B1B3UG | BKV106246/1 | Fan tray, 24 VDC, 2.0 A, 358x29x54 mm (Radio 4480) | 3 |  |  | B1-B3 | 1E3SC61023PPOAL18B1B3UG | BKV106246/1 | Fan tray, 24 VDC, 2.0 A, 358x29x54 mm (Radio 4480)
Ericsson | 1E3SC61023PPOAL18B1B3UG | RDH10265/2 | SFP+ SM 10.3Gb/s 1.4km 1310nm | 6 |  |  | B1-B3 | 1E3SC61023PPOAL18B1B3UG | RDH10265/2 | SFP+ SM 10.3Gb/s 1.4km 1310nm
Ericsson | 1E3SC61023PPOAL18B1B3UG | RDH10265/2 | SFP+ SM 10.3Gb/s 1.4km 1310nm | 6 |  |  | B1-B3 | 1E3SC61023PPOAL18B1B3UG | RDH10265/2 | SFP+ SM 10.3Gb/s 1.4km 1310nm
Ericsson | 1E3SC61023PPOAL18B1B3UG | NFT30459/2 | Surge Protection Device, SPD -48V | 4 |  |  | B1-B3 | 1E3SC61023PPOAL18B1B3UG | NFT30459/2 | Surge Protection Device, SPD -48V
Ericsson | 1E3SC61023PPOAL18B1B3UG | RPM777193/01500 | CABLE WITH CONNECTOR/DC POWER CABLE | 4 |  |  | B1-B3 | 1E3SC61023PPOAL18B1B3UG | RPM777193/01500 | CABLE WITH CONNECTOR/DC POWER CABLE
Ericsson | 1E3SC61023PPOAL18B1B3UG | NFT30459/3 | Surge Protection Device, SPD -48V | 3 |  |  | B1-B3 | 1E3SC61023PPOAL18B1B3UG | NFT30459/3 | Surge Protection Device, SPD -48V
Ericsson | 1E3SC61023PPOAL18B1B3UG | RPM1192370/01500 | CABLE WITH CONNECTOR/DC POWER CABLE | 3 |  |  | B1-B3 | 1E3SC61023PPOAL18B1B3UG | RPM1192370/01500 | CABLE WITH CONNECTOR/DC POWER CABLE
Ericsson | 1E3SC61023PPOAL18B1B3UG | BMG980336/7 | PDU 01 04; Power Distribution Unit | 1 |  |  | B1-B3 | 1E3SC61023PPOAL18B1B3UG | BMG980336/7 | PDU 01 04; Power Distribution Unit
Ericsson | 1E3SC61023PPOAL18B1B3UG | RPM77701/00500 | CABLE WITH CONNECTOR/SIGNAL CABLE | 1 |  |  | B1-B3 | 1E3SC61023PPOAL18B1B3UG | RPM77701/00500 | CABLE WITH CONNECTOR/SIGNAL CABLE
Ericsson | 1E3SC61023PPOAL18B1B3UG | BML161184/1 | RECTIFIER/PSU AC 03; Power Supply Unit | 4 |  |  | B1-B3 | 1E3SC61023PPOAL18B1B3UG | BML161184/1 | RECTIFIER/PSU AC 03; Power Supply Unit
Ericsson | 1E3SC61023PPOAL18B1B3UG | SXA1344944/1 | AIR PLATE/Air Plate RF Shelf | 2 |  |  | B1-B3 | 1E3SC61023PPOAL18B1B3UG | SXA1344944/1 | AIR PLATE/Air Plate RF Shelf
Ericsson | 1E3SC61023PPOAL18B1B3UG | BGK90118/2 | CONNECTION PANEL/SHU 02 01; Support HUB | 1 |  |  | B1-B3 | 1E3SC61023PPOAL18B1B3UG | BGK90118/2 | CONNECTION PANEL/SHU 02 01; Support HUB
Ericsson | 1E3SC61023PPOAL18B1B3UG | BMG980336/7 | DISTR. EQUIPMENT/PDU 01 04; Power Distribution Unit | 1 |  |  | B1-B3 | 1E3SC61023PPOAL18B1B3UG | BMG980336/7 | DISTR. EQUIPMENT/PDU 01 04; Power Distribution Unit
Ericsson | 1E3SC61023PPOAL18B1B3UG | SXK1252098/1 | PDU Cassette | 1 |  |  | B1-B3 | 1E3SC61023PPOAL18B1B3UG | SXK1252098/1 | PDU Cassette
Ericsson | 1E3SC61023PPOAL18B1B3UG | BGM136106/2 | PDU 03 02, Power Distribution | 1 |  |  | B1-B3 | 1E3SC61023PPOAL18B1B3UG | BGM136106/2 | PDU 03 02, Power Distribution
Ericsson | 1E3SC61023PPOAL18B1B3UG | NFS89973/6 | ECM 03 06; Electronic Circuit | 3 |  |  | B1-B3 | 1E3SC61023PPOAL18B1B3UG | NFS89973/6 | ECM 03 06; Electronic Circuit
Ericsson | 1E3SC61023PPOAL18B1B3UG | BMG980410/1 | DISTR. EQUIPMENT/BFU 01 03; Battery Fuse | 1 |  |  | B1-B3 | 1E3SC61023PPOAL18B1B3UG | BMG980410/1 | DISTR. EQUIPMENT/BFU 01 03; Battery Fuse
Ericsson | 1E3SC61023PPOAL18B1B3UG | BMG980390/10 | MAINS DISTR. UNIT/Optional AC-outlet | 1 |  |  | B1-B3 | 1E3SC61023PPOAL18B1B3UG | BMG980390/10 | MAINS DISTR. UNIT/Optional AC-outlet
Ericsson | 1E3SC61023PPOAL18B1B3UG | BML161184/1 | RECTIFIER/PSU AC 03; Power Supply Unit | 3 |  |  | B1-B3 | 1E3SC61023PPOAL18B1B3UG | BML161184/1 | RECTIFIER/PSU AC 03; Power Supply Unit
Ericsson | 1E3SC61023PPOAL18B1B3UG | NTM2013977/1 | SET OF MATERIALS/Screw set for expansion | 1 |  |  | B1-B3 | 1E3SC61023PPOAL18B1B3UG | NTM2013977/1 | SET OF MATERIALS/Screw set for expansion
Ericsson | 1E3SC61023PPOAL18B1B3UG | RPM77701/00500 | CABLE WITH CONNECTOR/SIGNAL CABLE | 3 |  |  | B1-B3 | 1E3SC61023PPOAL18B1B3UG | RPM77701/00500 | CABLE WITH CONNECTOR/SIGNAL CABLE
Ericsson | 1E3SC61023PPOAL18B1B3UG | RPM77701/00700 | CABLE WITH CONNECTOR/SIGNAL CABLE | 2 |  |  | B1-B3 | 1E3SC61023PPOAL18B1B3UG | RPM77701/00700 | CABLE WITH CONNECTOR/SIGNAL CABLE
Ericsson | 1E3SC61023PPOAL18B1B3UG | RPM77701/01000 | CABLE WITH CONNECTOR/SIGNAL CABLE | 1 |  |  | B1-B3 | 1E3SC61023PPOAL18B1B3UG | RPM77701/01000 | CABLE WITH CONNECTOR/SIGNAL CABLE
Ericsson | 1E3SC61023PPOAL18B1B3UG | RPM777270/01000 | CABLE WITH CONNECTOR/POWER CABLE | 3 |  |  | B1-B3 | 1E3SC61023PPOAL18B1B3UG | RPM777270/01000 | CABLE WITH CONNECTOR/POWER CABLE
Ericsson | 1E3SC61023PPOAL18B1B3UG | SXA1344414/1 | MECHANICAL COMPONENT/Air outlet plate | 1 |  |  | B1-B3 | 1E3SC61023PPOAL18B1B3UG | SXA1344414/1 | MECHANICAL COMPONENT/Air outlet plate
Ericsson | 1E3SC61023PPOAL18B1B3UG | SXA2153864/1 | MECHANICAL COMPONENT/Guide rail | 2 |  |  | B1-B3 | 1E3SC61023PPOAL18B1B3UG | SXA2153864/1 | MECHANICAL COMPONENT/Guide rail
Ericsson | 1E3SC61023PPOAL18B1B3UG | SXA2155276/1 | MECHANICAL COMPONENT/PLATE 19 Dummy (1U) | 1 |  |  | B1-B3 | 1E3SC61023PPOAL18B1B3UG | SXA2155276/1 | MECHANICAL COMPONENT/PLATE 19 Dummy (1U)
Ericsson | 1E3SC61023PPOAL18B1B3UG | SXK1091052/1 | ASSEMBLED PARTS/SHU holder | 1 |  |  | B1-B3 | 1E3SC61023PPOAL18B1B3UG | SXK1091052/1 | ASSEMBLED PARTS/SHU holder
Ericsson | 1E3SC61023PPOAL18B1B3UG | SXK1091102/1 | ASSEMBLED PARTS/½U dummy (19) | 1 |  |  | B1-B3 | 1E3SC61023PPOAL18B1B3UG | SXK1091102/1 | ASSEMBLED PARTS/½U dummy (19)
Ericsson | 1E3SC61023PPOAL18B1B3UG | SXK1091601/1 | ASSEMBLED PARTS/Airplate Low flow | 1 |  |  | B1-B3 | 1E3SC61023PPOAL18B1B3UG | SXK1091601/1 | ASSEMBLED PARTS/Airplate Low flow
Ericsson | 1E3SC61023PPOAL18B1B3UG | SXK1091601/2 | ASSEMBLED PARTS/Airplate Medium flow | 1 |  |  | B1-B3 | 1E3SC61023PPOAL18B1B3UG | SXK1091601/2 | ASSEMBLED PARTS/Airplate Medium flow
Ericsson | 1E3SC61023PPOAL18B1B3UG | SXK1098115/1 | ASSEMBLED PARTS/Power subrack | 1 |  |  | B1-B3 | 1E3SC61023PPOAL18B1B3UG | SXK1098115/1 | ASSEMBLED PARTS/Power subrack
Ericsson | 1E3SC61023PPOAL18B1B3UG | SXK1098257/1 | DUMMY/Dummy unit (Power Subrack) | 4 |  |  | B1-B3 | 1E3SC61023PPOAL18B1B3UG | SXK1098257/1 | DUMMY/Dummy unit (Power Subrack)
Ericsson | E3SC61023PPOAL18B1B3UG | KDV127621/11 | Baseband 6630 with fan | 3 |  |  | B1-B3 | E3SC61023PPOAL18B1B3UG | KDV127621/11 | Baseband 6630 with fan
Ericsson | E3SC61023PPOAL18B1B3UG | RPM777526/02000 | ET Power cable | 3 |  |  | B1-B3 | E3SC61023PPOAL18B1B3UG | RPM777526/02000 | ET Power cable
Ericsson | E3SC61023PPOAL18B1B3UG | RPM777567/05000 | Grounding Cable | 3 |  |  | B1-B3 | E3SC61023PPOAL18B1B3UG | RPM777567/05000 | Grounding Cable
Ericsson | E3SC61023PPOAL18B1B3UG | SXK1253086/1 | Cable guide | 3 |  |  | B1-B3 | E3SC61023PPOAL18B1B3UG | SXK1253086/1 | Cable guide
Ericsson | E3SC61023PPOAL18B1B3UG | KRC161797/1 | RADIO UNIT/Radio 2238 B8 B20 B28B | 3 |  |  | B1-B3 | E3SC61023PPOAL18B1B3UG | KRC161797/1 | RADIO UNIT/Radio 2238 B8 B20 B28B
Ericsson | E3SC61023PPOAL18B1B3UG | RNT44737/01 | Circular Power Connector DC-C (2 wire) | 3 |  |  | B1-B3 | E3SC61023PPOAL18B1B3UG | RNT44737/01 | Circular Power Connector DC-C (2 wire)
Ericsson | E3SC61023PPOAL18B1B3UG | RDH10265/2 | SFP+ SM 10.3Gb/s 1.4km 1310nm | 6 |  |  | B1-B3 | E3SC61023PPOAL18B1B3UG | RDH10265/2 | SFP+ SM 10.3Gb/s 1.4km 1310nm
Ericsson | E3SC61023PPOAL18B1B3UG | RDH10265/2 | SFP+ SM 10.3Gb/s 1.4km 1310nm | 6 |  |  | B1-B3 | E3SC61023PPOAL18B1B3UG | RDH10265/2 | SFP+ SM 10.3Gb/s 1.4km 1310nm
Ericsson | E3SC61023PPOAL18B1B3UG | KRC161777/1 | RADIO UNIT/Radio 4480B1B3 | 3 |  |  | B1-B3 | E3SC61023PPOAL18B1B3UG | KRC161777/1 | RADIO UNIT/Radio 4480B1B3
Ericsson | E3SC61023PPOAL18B1B3UG | RNT44737/01 | Circular Power Connector DC-C (2 wire) | 3 |  |  | B1-B3 | E3SC61023PPOAL18B1B3UG | RNT44737/01 | Circular Power Connector DC-C (2 wire)
Ericsson | E3SC61023PPOAL18B1B3UG | BKV106246/1 | Fan tray, 24 VDC, 2.0 A, 358x29x54 mm (Radio 4480) | 3 |  |  | B1-B3 | E3SC61023PPOAL18B1B3UG | BKV106246/1 | Fan tray, 24 VDC, 2.0 A, 358x29x54 mm (Radio 4480)
Ericsson | E3SC61023PPOAL18B1B3UG | RDH10265/2 | SFP+ SM 10.3Gb/s 1.4km 1310nm | 6 |  |  | B1-B3 | E3SC61023PPOAL18B1B3UG | RDH10265/2 | SFP+ SM 10.3Gb/s 1.4km 1310nm
Ericsson | E3SC61023PPOAL18B1B3UG | RDH10265/2 | SFP+ SM 10.3Gb/s 1.4km 1310nm | 6 |  |  | B1-B3 | E3SC61023PPOAL18B1B3UG | RDH10265/2 | SFP+ SM 10.3Gb/s 1.4km 1310nm
Ericsson | E3SC61023PPOAL18B1B3UG | NFT30459/2 | Surge Protection Device, SPD -48V | 4 |  |  | B1-B3 | E3SC61023PPOAL18B1B3UG | NFT30459/2 | Surge Protection Device, SPD -48V
Ericsson | E3SC61023PPOAL18B1B3UG | RPM777193/01500 | CABLE WITH CONNECTOR/DC POWER CABLE | 4 |  |  | B1-B3 | E3SC61023PPOAL18B1B3UG | RPM777193/01500 | CABLE WITH CONNECTOR/DC POWER CABLE
Ericsson | E3SC61023PPOAL18B1B3UG | NFT30459/3 | Surge Protection Device, SPD -48V | 3 |  |  | B1-B3 | E3SC61023PPOAL18B1B3UG | NFT30459/3 | Surge Protection Device, SPD -48V
Ericsson | E3SC61023PPOAL18B1B3UG | RPM1192370/01500 | CABLE WITH CONNECTOR/DC POWER CABLE | 3 |  |  | B1-B3 | E3SC61023PPOAL18B1B3UG | RPM1192370/01500 | CABLE WITH CONNECTOR/DC POWER CABLE
Ericsson | E3SC61023PPOAL18B1B3UG | BMG980336/7 | PDU 01 04; Power Distribution Unit | 1 |  |  | B1-B3 | E3SC61023PPOAL18B1B3UG | BMG980336/7 | PDU 01 04; Power Distribution Unit
Ericsson | E3SC61023PPOAL18B1B3UG | RPM77701/00500 | CABLE WITH CONNECTOR/SIGNAL CABLE | 1 |  |  | B1-B3 | E3SC61023PPOAL18B1B3UG | RPM77701/00500 | CABLE WITH CONNECTOR/SIGNAL CABLE
Ericsson | E3SC61023PPOAL18B1B3UG | BML161184/1 | RECTIFIER/PSU AC 03; Power Supply Unit | 4 |  |  | B1-B3 | E3SC61023PPOAL18B1B3UG | BML161184/1 | RECTIFIER/PSU AC 03; Power Supply Unit
Ericsson | E3SC61023PPOAL18B1B3UG | SXA1344944/1 | AIR PLATE/Air Plate RF Shelf | 2 |  |  | B1-B3 | E3SC61023PPOAL18B1B3UG | SXA1344944/1 | AIR PLATE/Air Plate RF Shelf
Ericsson | E3SC61023PPOAL18B1B3UG | BGK90118/2 | CONNECTION PANEL/SHU 02 01; Support HUB | 1 |  |  | B1-B3 | E3SC61023PPOAL18B1B3UG | BGK90118/2 | CONNECTION PANEL/SHU 02 01; Support HUB
Ericsson | E3SC61023PPOAL18B1B3UG | BMG980336/7 | DISTR. EQUIPMENT/PDU 01 04; Power Distribution Unit | 1 |  |  | B1-B3 | E3SC61023PPOAL18B1B3UG | BMG980336/7 | DISTR. EQUIPMENT/PDU 01 04; Power Distribution Unit
Ericsson | E3SC61023PPOAL18B1B3UG | SXK1252098/1 | PDU Cassette | 1 |  |  | B1-B3 | E3SC61023PPOAL18B1B3UG | SXK1252098/1 | PDU Cassette
Ericsson | E3SC61023PPOAL18B1B3UG | BGM136106/2 | PDU 03 02, Power Distribution | 1 |  |  | B1-B3 | E3SC61023PPOAL18B1B3UG | BGM136106/2 | PDU 03 02, Power Distribution
Ericsson | E3SC61023PPOAL18B1B3UG | NFS89973/6 | ECM 03 06; Electronic Circuit | 3 |  |  | B1-B3 | E3SC61023PPOAL18B1B3UG | NFS89973/6 | ECM 03 06; Electronic Circuit
Ericsson | E3SC61023PPOAL18B1B3UG | BMG980410/1 | DISTR. EQUIPMENT/BFU 01 03; Battery Fuse | 1 |  |  | B1-B3 | E3SC61023PPOAL18B1B3UG | BMG980410/1 | DISTR. EQUIPMENT/BFU 01 03; Battery Fuse
Ericsson | E3SC61023PPOAL18B1B3UG | BMG980390/10 | MAINS DISTR. UNIT/Optional AC-outlet | 1 |  |  | B1-B3 | E3SC61023PPOAL18B1B3UG | BMG980390/10 | MAINS DISTR. UNIT/Optional AC-outlet
Ericsson | E3SC61023PPOAL18B1B3UG | BML161184/1 | RECTIFIER/PSU AC 03; Power Supply Unit | 3 |  |  | B1-B3 | E3SC61023PPOAL18B1B3UG | BML161184/1 | RECTIFIER/PSU AC 03; Power Supply Unit
Ericsson | E3SC61023PPOAL18B1B3UG | NTM2013977/1 | SET OF MATERIALS/Screw set for expansion | 1 |  |  | B1-B3 | E3SC61023PPOAL18B1B3UG | NTM2013977/1 | SET OF MATERIALS/Screw set for expansion
Ericsson | E3SC61023PPOAL18B1B3UG | RPM77701/00500 | CABLE WITH CONNECTOR/SIGNAL CABLE | 3 |  |  | B1-B3 | E3SC61023PPOAL18B1B3UG | RPM77701/00500 | CABLE WITH CONNECTOR/SIGNAL CABLE
Ericsson | E3SC61023PPOAL18B1B3UG | RPM77701/00700 | CABLE WITH CONNECTOR/SIGNAL CABLE | 2 |  |  | B1-B3 | E3SC61023PPOAL18B1B3UG | RPM77701/00700 | CABLE WITH CONNECTOR/SIGNAL CABLE
Ericsson | E3SC61023PPOAL18B1B3UG | RPM77701/01000 | CABLE WITH CONNECTOR/SIGNAL CABLE | 1 |  |  | B1-B3 | E3SC61023PPOAL18B1B3UG | RPM77701/01000 | CABLE WITH CONNECTOR/SIGNAL CABLE
Ericsson | E3SC61023PPOAL18B1B3UG | RPM777270/01000 | CABLE WITH CONNECTOR/POWER CABLE | 3 |  |  | B1-B3 | E3SC61023PPOAL18B1B3UG | RPM777270/01000 | CABLE WITH CONNECTOR/POWER CABLE
Ericsson | E3SC61023PPOAL18B1B3UG | SXA1344414/1 | MECHANICAL COMPONENT/Air outlet plate | 1 |  |  | B1-B3 | E3SC61023PPOAL18B1B3UG | SXA1344414/1 | MECHANICAL COMPONENT/Air outlet plate
Ericsson | E3SC61023PPOAL18B1B3UG | SXA2153864/1 | MECHANICAL COMPONENT/Guide rail | 2 |  |  | B1-B3 | E3SC61023PPOAL18B1B3UG | SXA2153864/1 | MECHANICAL COMPONENT/Guide rail
Ericsson | E3SC61023PPOAL18B1B3UG | SXA2155276/1 | MECHANICAL COMPONENT/PLATE 19 Dummy (1U) | 1 |  |  | B1-B3 | E3SC61023PPOAL18B1B3UG | SXA2155276/1 | MECHANICAL COMPONENT/PLATE 19 Dummy (1U)
Ericsson | E3SC61023PPOAL18B1B3UG | SXK1091052/1 | ASSEMBLED PARTS/SHU holder | 1 |  |  | B1-B3 | E3SC61023PPOAL18B1B3UG | SXK1091052/1 | ASSEMBLED PARTS/SHU holder
Ericsson | E3SC61023PPOAL18B1B3UG | SXK1091102/1 | ASSEMBLED PARTS/½U dummy (19) | 1 |  |  | B1-B3 | E3SC61023PPOAL18B1B3UG | SXK1091102/1 | ASSEMBLED PARTS/½U dummy (19)
Ericsson | E3SC61023PPOAL18B1B3UG | SXK1091601/1 | ASSEMBLED PARTS/Airplate Low flow | 1 |  |  | B1-B3 | E3SC61023PPOAL18B1B3UG | SXK1091601/1 | ASSEMBLED PARTS/Airplate Low flow
Ericsson | E3SC61023PPOAL18B1B3UG | SXK1091601/2 | ASSEMBLED PARTS/Airplate Medium flow | 1 |  |  | B1-B3 | E3SC61023PPOAL18B1B3UG | SXK1091601/2 | ASSEMBLED PARTS/Airplate Medium flow
Ericsson | E3SC61023PPOAL18B1B3UG | SXK1098115/1 | ASSEMBLED PARTS/Power subrack | 1 |  |  | B1-B3 | E3SC61023PPOAL18B1B3UG | SXK1098115/1 | ASSEMBLED PARTS/Power subrack
Ericsson | E3SC61023PPOAL18B1B3UG | SXK1098257/1 | DUMMY/Dummy unit (Power Subrack) | 4 |  |  | B1-B3 | E3SC61023PPOAL18B1B3UG | SXK1098257/1 | DUMMY/Dummy unit (Power Subrack)
Ericsson | 1E3ST6201IDRUSB1B3UG | KDV127621/11 | Baseband 6630 with fan | 2 |  |  | B1-B3 | 1E3ST6201IDRUSB1B3UG | KDV127621/11 | Baseband 6630 with fan
Ericsson | 1E3ST6201IDRUSB1B3UG | RPM777526/02000 | ET Power cable | 2 |  |  | B1-B3 | 1E3ST6201IDRUSB1B3UG | RPM777526/02000 | ET Power cable
Ericsson | 1E3ST6201IDRUSB1B3UG | RPM777567/05000 | Grounding Cable | 2 |  |  | B1-B3 | 1E3ST6201IDRUSB1B3UG | RPM777567/05000 | Grounding Cable
Ericsson | 1E3ST6201IDRUSB1B3UG | SXK1253086/1 | Cable guide | 2 |  |  | B1-B3 | 1E3ST6201IDRUSB1B3UG | SXK1253086/1 | Cable guide
Ericsson | 1E3ST6201IDRUSB1B3UG | KDU137949/1 | R503 XMU 03, Auxiliary Mux Unit | 1 |  |  | B1-B3 | 1E3ST6201IDRUSB1B3UG | KDU137949/1 | R503 XMU 03, Auxiliary Mux Unit
Ericsson | 1E3ST6201IDRUSB1B3UG | RPM777193/01000 | CABLE WITH CONNECTOR/DC POWER CABLE | 1 |  |  | B1-B3 | 1E3ST6201IDRUSB1B3UG | RPM777193/01000 | CABLE WITH CONNECTOR/DC POWER CABLE
Ericsson | 1E3ST6201IDRUSB1B3UG | RPM777579/00800 | CABLE WITH CONNECTOR/SIGNAL CABLE | 3 |  |  | B1-B3 | 1E3ST6201IDRUSB1B3UG | RPM777579/00800 | CABLE WITH CONNECTOR/SIGNAL CABLE
TEF | 1E3ST6201IDRUSB1B3UG | KRC161490/1 | Radio 2217 B1 (2100MHz), 10W+10W HWAC incl. | 3 |  |  | B1-B3 | 1E3ST6201IDRUSB1B3UG | KRC161490/1 | Radio 2217 B1 (2100MHz), 10W+10W HWAC incl.
TEF | 1E3ST6201IDRUSB1B3UG | RNT44737/01 | Circular Power Connector DC-C (2 wire) | 3 |  |  | B1-B3 | 1E3ST6201IDRUSB1B3UG | RNT44737/01 | Circular Power Connector DC-C (2 wire)
Ericsson | 1E3ST6201IDRUSB1B3UG | RDH10247/2 | OPTICAL TRANSCEIVER/TRX SM CPRI 614.4-24 | 6 |  |  | B1-B3 | 1E3ST6201IDRUSB1B3UG | RDH10247/2 | OPTICAL TRANSCEIVER/TRX SM CPRI 614.4-24
TEF | 1E3ST6201IDRUSB1B3UG | RDH10247/2 | OPTICAL TRANSCEIVER/TRX SM CPRI 614.4-24 | 6 |  |  | B1-B3 | 1E3ST6201IDRUSB1B3UG | RDH10247/2 | OPTICAL TRANSCEIVER/TRX SM CPRI 614.4-24
Ericsson | 1E3ST6201IDRUSB1B3UG | SXA1342193/1 | MECHANICAL COMPONENT/Dummy 62 | 5 |  |  | B1-B3 | 1E3ST6201IDRUSB1B3UG | SXA1342193/1 | MECHANICAL COMPONENT/Dummy 62
Ericsson | 1E3ST6201IDRUSB1B3UG | SXA1342193/2 | MECHANICAL COMPONENT/Dummy 31 | 2 |  |  | B1-B3 | 1E3ST6201IDRUSB1B3UG | SXA1342193/2 | MECHANICAL COMPONENT/Dummy 31
Ericsson | 1E3ST6102OARUSB1B3UG | KDV127621/11 | Baseband 6630 with fan | 2 |  |  | B1-B3 | 1E3ST6102OARUSB1B3UG | KDV127621/11 | Baseband 6630 with fan
Ericsson | 1E3ST6102OARUSB1B3UG | RPM777526/02000 | ET Power cable | 2 |  |  | B1-B3 | 1E3ST6102OARUSB1B3UG | RPM777526/02000 | ET Power cable
Ericsson | 1E3ST6102OARUSB1B3UG | RPM777567/05000 | Grounding Cable | 2 |  |  | B1-B3 | 1E3ST6102OARUSB1B3UG | RPM777567/05000 | Grounding Cable
Ericsson | 1E3ST6102OARUSB1B3UG | SXK1253086/1 | Cable guide | 2 |  |  | B1-B3 | 1E3ST6102OARUSB1B3UG | SXK1253086/1 | Cable guide
Ericsson | 1E3ST6102OARUSB1B3UG | KDU137949/1 | R503 XMU 03, Auxiliary Mux Unit | 1 |  |  | B1-B3 | 1E3ST6102OARUSB1B3UG | KDU137949/1 | R503 XMU 03, Auxiliary Mux Unit
Ericsson | 1E3ST6102OARUSB1B3UG | RPM777193/01000 | CABLE WITH CONNECTOR/DC POWER CABLE | 1 |  |  | B1-B3 | 1E3ST6102OARUSB1B3UG | RPM777193/01000 | CABLE WITH CONNECTOR/DC POWER CABLE
Ericsson | 1E3ST6102OARUSB1B3UG | RPM777579/00800 | CABLE WITH CONNECTOR/SIGNAL CABLE | 3 |  |  | B1-B3 | 1E3ST6102OARUSB1B3UG | RPM777579/00800 | CABLE WITH CONNECTOR/SIGNAL CABLE
TEF | 1E3ST6102OARUSB1B3UG | KRC161490/1 | Radio 2217 B1 (2100MHz), 10W+10W HWAC incl. | 3 |  |  | B1-B3 | 1E3ST6102OARUSB1B3UG | KRC161490/1 | Radio 2217 B1 (2100MHz), 10W+10W HWAC incl.
TEF | 1E3ST6102OARUSB1B3UG | RNT44737/01 | Circular Power Connector DC-C (2 wire) | 3 |  |  | B1-B3 | 1E3ST6102OARUSB1B3UG | RNT44737/01 | Circular Power Connector DC-C (2 wire)
Ericsson | 1E3ST6102OARUSB1B3UG | RDH10247/2 | OPTICAL TRANSCEIVER/TRX SM CPRI 614.4-24 | 6 |  |  | B1-B3 | 1E3ST6102OARUSB1B3UG | RDH10247/2 | OPTICAL TRANSCEIVER/TRX SM CPRI 614.4-24
TEF | 1E3ST6102OARUSB1B3UG | RDH10247/2 | OPTICAL TRANSCEIVER/TRX SM CPRI 614.4-24 | 6 |  |  | B1-B3 | 1E3ST6102OARUSB1B3UG | RDH10247/2 | OPTICAL TRANSCEIVER/TRX SM CPRI 614.4-24
Ericsson | 1E3ST6102OARUSB1B3UG | SXA1342193/1 | MECHANICAL COMPONENT/Dummy 62 | 5 |  |  | B1-B3 | 1E3ST6102OARUSB1B3UG | SXA1342193/1 | MECHANICAL COMPONENT/Dummy 62
Ericsson | 1E3ST6102OARUSB1B3UG | SXA1342193/2 | MECHANICAL COMPONENT/Dummy 31 | 2 |  |  | B1-B3 | 1E3ST6102OARUSB1B3UG | SXA1342193/2 | MECHANICAL COMPONENT/Dummy 31
Ericsson | 1E3ST6102OARUSB1B3UG | BMG980336/7 | PDU 01 04; Power Distribution Unit | 1 |  |  | B1-B3 | 1E3ST6102OARUSB1B3UG | BMG980336/7 | PDU 01 04; Power Distribution Unit
Ericsson | 1E3ST6102OARUSB1B3UG | RPM77701/00500 | CABLE WITH CONNECTOR/SIGNAL CABLE | 1 |  |  | B1-B3 | 1E3ST6102OARUSB1B3UG | RPM77701/00500 | CABLE WITH CONNECTOR/SIGNAL CABLE
Ericsson | 1E3ST6102OARUSB1B3UG | NFT30459/2 | Surge Protection Device, SPD -48V | 3 |  |  | B1-B3 | 1E3ST6102OARUSB1B3UG | NFT30459/2 | Surge Protection Device, SPD -48V
Ericsson | 1E3ST6102OARUSB1B3UG | RPM777193/01500 | CABLE WITH CONNECTOR/DC POWER CABLE | 3 |  |  | B1-B3 | 1E3ST6102OARUSB1B3UG | RPM777193/01500 | CABLE WITH CONNECTOR/DC POWER CABLE
Ericsson | 1E3ST6102OARUSB1B3UG | NTM1012478/1 | SET OF MATERIALS/Grounding plate Hybrid | 1 |  |  | B1-B3 | 1E3ST6102OARUSB1B3UG | NTM1012478/1 | SET OF MATERIALS/Grounding plate Hybrid
Ericsson | 1E3ST6102OARUSB1B3UG | BML161184/1 | RECTIFIER/PSU AC 03; Power Supply Unit | 4 |  |  | B1-B3 | 1E3ST6102OARUSB1B3UG | BML161184/1 | RECTIFIER/PSU AC 03; Power Supply Unit
Ericsson | 1E3ST6102OARUSB1B3UG | SXA1344944/1 | AIR PLATE/Air Plate RF Shelf | 2 |  |  | B1-B3 | 1E3ST6102OARUSB1B3UG | SXA1344944/1 | AIR PLATE/Air Plate RF Shelf
Ericsson | 1E3ST61023PPOAB1B3UG | KDV127621/11 | Baseband 6630 with fan | 2 |  |  | B1-B3 | 1E3ST61023PPOAB1B3UG | KDV127621/11 | Baseband 6630 with fan
Ericsson | 1E3ST61023PPOAB1B3UG | RPM777528/02500 | ET Power cable | 2 |  |  | B1-B3 | 1E3ST61023PPOAB1B3UG | RPM777528/02500 | ET Power cable
Ericsson | 1E3ST61023PPOAB1B3UG | RPM777567/05000 | Grounding Cable | 2 |  |  | B1-B3 | 1E3ST61023PPOAB1B3UG | RPM777567/05000 | Grounding Cable
Ericsson | 1E3ST61023PPOAB1B3UG | SXK1253086/1 | Cable guide | 2 |  |  | B1-B3 | 1E3ST61023PPOAB1B3UG | SXK1253086/1 | Cable guide
TEF | 1E3ST61023PPOAB1B3UG | KRC161490/1 | Radio 2217 B1 (2100MHz), 10W+10W HWAC incl. | 3 |  |  | B1-B3 | 1E3ST61023PPOAB1B3UG | KRC161490/1 | Radio 2217 B1 (2100MHz), 10W+10W HWAC incl.
TEF | 1E3ST61023PPOAB1B3UG | RNT44737/01 | Circular Power Connector DC-C (2 wire) | 3 |  |  | B1-B3 | 1E3ST61023PPOAB1B3UG | RNT44737/01 | Circular Power Connector DC-C (2 wire)
Ericsson | 1E3ST61023PPOAB1B3UG | RDH10247/2 | OPTICAL TRANSCEIVER/TRX SM CPRI 614.4-24 | 6 |  |  | B1-B3 | 1E3ST61023PPOAB1B3UG | RDH10247/2 | OPTICAL TRANSCEIVER/TRX SM CPRI 614.4-24
TEF | 1E3ST61023PPOAB1B3UG | RDH10247/2 | OPTICAL TRANSCEIVER/TRX SM CPRI 614.4-24 | 6 |  |  | B1-B3 | 1E3ST61023PPOAB1B3UG | RDH10247/2 | OPTICAL TRANSCEIVER/TRX SM CPRI 614.4-24
TEF | 1E3ST61023PPOAB1B3UG | KRC161427/1 | Radio 2217 B3 (1800MHz), 10W+10W HWAC incl. | 3 |  |  | B1-B3 | 1E3ST61023PPOAB1B3UG | KRC161427/1 | Radio 2217 B3 (1800MHz), 10W+10W HWAC incl.
TEF | 1E3ST61023PPOAB1B3UG | RNT44737/01 | Circular Power Connector DC-C (2 wire) | 3 |  |  | B1-B3 | 1E3ST61023PPOAB1B3UG | RNT44737/01 | Circular Power Connector DC-C (2 wire)
Ericsson | 1E3ST61023PPOAB1B3UG | RDH10247/2 | OPTICAL TRANSCEIVER/TRX SM CPRI 614.4-24 | 6 |  |  | B1-B3 | 1E3ST61023PPOAB1B3UG | RDH10247/2 | OPTICAL TRANSCEIVER/TRX SM CPRI 614.4-24
TEF | 1E3ST61023PPOAB1B3UG | RDH10247/2 | OPTICAL TRANSCEIVER/TRX SM CPRI 614.4-24 | 6 |  |  | B1-B3 | 1E3ST61023PPOAB1B3UG | RDH10247/2 | OPTICAL TRANSCEIVER/TRX SM CPRI 614.4-24
TEF | 1E3ST61023PPOAB1B3UG | KRC161549/1 | Radio 2217 B20 (800 MHz DD), 10W+10W HWAC incl. | 3 |  |  | B1-B3 | 1E3ST61023PPOAB1B3UG | KRC161549/1 | Radio 2217 B20 (800 MHz DD), 10W+10W HWAC incl.
TEF | 1E3ST61023PPOAB1B3UG | RNT44737/01 | Circular Power Connector DC-C (2 wire) | 3 |  |  | B1-B3 | 1E3ST61023PPOAB1B3UG | RNT44737/01 | Circular Power Connector DC-C (2 wire)
Ericsson | 1E3ST61023PPOAB1B3UG | RDH10247/2 | OPTICAL TRANSCEIVER/TRX SM CPRI 614.4-24 | 6 |  |  | B1-B3 | 1E3ST61023PPOAB1B3UG | RDH10247/2 | OPTICAL TRANSCEIVER/TRX SM CPRI 614.4-24
TEF | 1E3ST61023PPOAB1B3UG | RDH10247/2 | OPTICAL TRANSCEIVER/TRX SM CPRI 614.4-24 | 6 |  |  | B1-B3 | 1E3ST61023PPOAB1B3UG | RDH10247/2 | OPTICAL TRANSCEIVER/TRX SM CPRI 614.4-24
Ericsson | 1E3ST61023PPOAB1B3UG | SXA1342193/1 | MECHANICAL COMPONENT/Dummy 62 | 5 |  |  | B1-B3 | 1E3ST61023PPOAB1B3UG | SXA1342193/1 | MECHANICAL COMPONENT/Dummy 62
Ericsson | 1E3ST61023PPOAB1B3UG | RPM919726/02000 | Power cable for SIU02 in SSC/PBC V2 | 1 |  |  | B1-B3 | 1E3ST61023PPOAB1B3UG | RPM919726/02000 | Power cable for SIU02 in SSC/PBC V2
Ericsson | 1E3ST61023PPOAB1B3UG | NTB101689/1 | Radio Fan assembly | 9 |  |  | B1-B3 | 1E3ST61023PPOAB1B3UG | NTB101689/1 | Radio Fan assembly
Ericsson | 1E3ST6201IDRUSB1B3UGNOL18 | KDV127621/11 | Baseband 6630 with fan | 2 |  |  | B1-B3 | 1E3ST6201IDRUSB1B3UGNOL18 | KDV127621/11 | Baseband 6630 with fan
Ericsson | 1E3ST6201IDRUSB1B3UGNOL18 | RPM777526/02000 | ET Power cable | 2 |  |  | B1-B3 | 1E3ST6201IDRUSB1B3UGNOL18 | RPM777526/02000 | ET Power cable
Ericsson | 1E3ST6201IDRUSB1B3UGNOL18 | RPM777567/05000 | Grounding Cable | 2 |  |  | B1-B3 | 1E3ST6201IDRUSB1B3UGNOL18 | RPM777567/05000 | Grounding Cable
Ericsson | 1E3ST6201IDRUSB1B3UGNOL18 | SXK1253086/1 | Cable guide | 2 |  |  | B1-B3 | 1E3ST6201IDRUSB1B3UGNOL18 | SXK1253086/1 | Cable guide
TEF | 1E3ST6201IDRUSB1B3UGNOL18 | KRC161490/1 | Radio 2217 B1 (2100MHz), 10W+10W HWAC incl. | 3 |  |  | B1-B3 | 1E3ST6201IDRUSB1B3UGNOL18 | KRC161490/1 | Radio 2217 B1 (2100MHz), 10W+10W HWAC incl.
TEF | 1E3ST6201IDRUSB1B3UGNOL18 | RDH10247/2 | OPTICAL TRANSCEIVER/TRX SM CPRI 614.4-24 | 6 |  |  | B1-B3 | 1E3ST6201IDRUSB1B3UGNOL18 | RDH10247/2 | OPTICAL TRANSCEIVER/TRX SM CPRI 614.4-24
Ericsson | 1E3ST6201IDRUSB1B3UGNOL18 | RDH10247/2 | OPTICAL TRANSCEIVER/TRX SM CPRI 614.4-24 | 6 |  |  | B1-B3 | 1E3ST6201IDRUSB1B3UGNOL18 | RDH10247/2 | OPTICAL TRANSCEIVER/TRX SM CPRI 614.4-24
Ericsson | 1E3ST6201IDRUSB1B3UGNOL18 | SXA1342193/1 | MECHANICAL COMPONENT/Dummy 62 | 5 |  |  | B1-B3 | 1E3ST6201IDRUSB1B3UGNOL18 | SXA1342193/1 | MECHANICAL COMPONENT/Dummy 62
Ericsson | 1E3ST6201IDRUSB1B3UGNOL18 | SXA1342193/2 | MECHANICAL COMPONENT/Dummy 31 | 1 |  |  | B1-B3 | 1E3ST6201IDRUSB1B3UGNOL18 | SXA1342193/2 | MECHANICAL COMPONENT/Dummy 31
Ericsson | 1E3ST6201IDRUSB1B3UGNOL18 | NTB1010327/2 | Subrack kit | 1 |  |  | B1-B3 | 1E3ST6201IDRUSB1B3UGNOL18 | NTB1010327/2 | Subrack kit
Ericsson | 1E3ST6201IDRUSB1B3UGNOL18 | NTB1010326/2 | Frame kit (only for 6201) | 1 |  |  | B1-B3 | 1E3ST6201IDRUSB1B3UGNOL18 | NTB1010326/2 | Frame kit (only for 6201)
Ericsson | 1E3ST6201IDRUSB1B3UGNOL18 | RPM777034/00550 | EARTH CABLE M6 (dual) cable lug to M6 cable lug | 3 |  |  | B1-B3 | 1E3ST6201IDRUSB1B3UGNOL18 | RPM777034/00550 | EARTH CABLE M6 (dual) cable lug to M6 cable lug
Ericsson | 1E3ST6201IDRUSB1B3UGNOL18 | RPM777583/01000 | DC Power cable | 3 |  |  | B1-B3 | 1E3ST6201IDRUSB1B3UGNOL18 | RPM777583/01000 | DC Power cable
Ericsson | 1E3ST6201IDRUSB1B3UGNOL18 | SXA2151177/1 | Cable shelf 0.5U | 2 |  |  | B1-B3 | 1E3ST6201IDRUSB1B3UGNOL18 | SXA2151177/1 | Cable shelf 0.5U
Ericsson | 1E3ST6201IDRUSB1B3UGNOL18 | SXA2151640/2 | 9U shelf plate | 1 |  |  | B1-B3 | 1E3ST6201IDRUSB1B3UGNOL18 | SXA2151640/2 | 9U shelf plate
Ericsson | 1E3ST6201IDRUSB1B3UGNOL18 | SXA2151171/1 | Air resistor 0.5U | 1 |  |  | B1-B3 | 1E3ST6201IDRUSB1B3UGNOL18 | SXA2151171/1 | Air resistor 0.5U
Ericsson | 1E3ST6201IDRUSB1B3UGNOL18 | SXA1060148/3 | Air resistor for upper blank (for radio 2217 all bands) | 3 |  |  | B1-B3 | 1E3ST6201IDRUSB1B3UGNOL18 | SXA1060148/3 | Air resistor for upper blank (for radio 2217 all bands)
Ericsson | 1E3ST6201IDRUSB1B3UGNOL18 | BMG980336/7 | PDU 01 04; Power Distribution Unit | 1 |  |  | B1-B3 | 1E3ST6201IDRUSB1B3UGNOL18 | BMG980336/7 | PDU 01 04; Power Distribution Unit
Ericsson | 1E3ST6201IDRUSB1B3UGNOL18 | SXK1252029/3 | 1.5 U power sub rack | 1 |  |  | B1-B3 | 1E3ST6201IDRUSB1B3UGNOL18 | SXK1252029/3 | 1.5 U power sub rack
Ericsson | 1E3ST6201IDRUSB1B3UGNOL18 | SXK111539/1 | M6 kit | 1 |  |  | B1-B3 | 1E3ST6201IDRUSB1B3UGNOL18 | SXK111539/1 | M6 kit
Ericsson | 1E3ST6201IDRUSB1B3UGNOL18 | SXA2152667/4 | 1.5U power rack shelf1 left | 1 |  |  | B1-B3 | 1E3ST6201IDRUSB1B3UGNOL18 | SXA2152667/4 | 1.5U power rack shelf1 left
Ericsson | 1E3ST6201IDRUSB1B3UGNOL18 | SXA2152668/4 | 1.5U power rack shelf1 right | 1 |  |  | B1-B3 | 1E3ST6201IDRUSB1B3UGNOL18 | SXA2152668/4 | 1.5U power rack shelf1 right
Ericsson | 1E3ST6201IDRUSB1B3UGNOL18 | BMG980392/1 | PCU DC 08 | 1 |  |  | B1-B3 | 1E3ST6201IDRUSB1B3UGNOL18 | BMG980392/1 | PCU DC 08
Ericsson | 1E3ST6201IDRUSB1B3UGNOL18 | RPM77718/00350 | Power cable | 1 |  |  | B1-B3 | 1E3ST6201IDRUSB1B3UGNOL18 | RPM77718/00350 | Power cable
Ericsson | 1E3ST6201IDRUSB1B3UGNOL18 | SXK1098257/1 | Unit dummy | 1 |  |  | B1-B3 | 1E3ST6201IDRUSB1B3UGNOL18 | SXK1098257/1 | Unit dummy
Ericsson | 1E3ST6201IDRUSB1B3UGNOL18 | RPM2533512/2000 | CPRI DU-RRU | 6 |  |  | B1-B3 | 1E3ST6201IDRUSB1B3UGNOL18 | RPM2533512/2000 | CPRI DU-RRU
Ericsson | 1E3ST6201IDRUSB1B3UGNOL18 | SDF111320/2 | Connector sleeve | 1 |  |  | B1-B3 | 1E3ST6201IDRUSB1B3UGNOL18 | SDF111320/2 | Connector sleeve
Ericsson | 1E3ST6102OARUSB1B3UGNOL18 | KDV127621/11 | Baseband 6630 with fan | 2 |  |  | B1-B3 | 1E3ST6102OARUSB1B3UGNOL18 | KDV127621/11 | Baseband 6630 with fan
Ericsson | 1E3ST6102OARUSB1B3UGNOL18 | RPM777526/02000 | ET Power cable | 2 |  |  | B1-B3 | 1E3ST6102OARUSB1B3UGNOL18 | RPM777526/02000 | ET Power cable
Ericsson | 1E3ST6102OARUSB1B3UGNOL18 | RPM777567/05000 | Grounding Cable | 2 |  |  | B1-B3 | 1E3ST6102OARUSB1B3UGNOL18 | RPM777567/05000 | Grounding Cable
Ericsson | 1E3ST6102OARUSB1B3UGNOL18 | SXK1253086/1 | Cable guide | 2 |  |  | B1-B3 | 1E3ST6102OARUSB1B3UGNOL18 | SXK1253086/1 | Cable guide
TEF | 1E3ST6102OARUSB1B3UGNOL18 | KRC161490/1 | Radio 2217 B1 (2100MHz), 10W+10W HWAC incl. | 3 |  |  | B1-B3 | 1E3ST6102OARUSB1B3UGNOL18 | KRC161490/1 | Radio 2217 B1 (2100MHz), 10W+10W HWAC incl.
TEF | 1E3ST6102OARUSB1B3UGNOL18 | RDH10247/2 | OPTICAL TRANSCEIVER/TRX SM CPRI 614.4-24 | 6 |  |  | B1-B3 | 1E3ST6102OARUSB1B3UGNOL18 | RDH10247/2 | OPTICAL TRANSCEIVER/TRX SM CPRI 614.4-24
Ericsson | 1E3ST6102OARUSB1B3UGNOL18 | RDH10247/2 | OPTICAL TRANSCEIVER/TRX SM CPRI 614.4-24 | 6 |  |  | B1-B3 | 1E3ST6102OARUSB1B3UGNOL18 | RDH10247/2 | OPTICAL TRANSCEIVER/TRX SM CPRI 614.4-24
Ericsson | 1E3ST6102OARUSB1B3UGNOL18 | SXA1342193/1 | MECHANICAL COMPONENT/Dummy 62 | 5 |  |  | B1-B3 | 1E3ST6102OARUSB1B3UGNOL18 | SXA1342193/1 | MECHANICAL COMPONENT/Dummy 62
Ericsson | 1E3ST6102OARUSB1B3UGNOL18 | SXA1342193/2 | MECHANICAL COMPONENT/Dummy 31 | 1 |  |  | B1-B3 | 1E3ST6102OARUSB1B3UGNOL18 | SXA1342193/2 | MECHANICAL COMPONENT/Dummy 31
Ericsson | 1E3ST6102OARUSB1B3UGNOL18 | NTM1012478/1 | SET OF MATERIALS/Grounding plate Hybrid | 1 |  |  | B1-B3 | 1E3ST6102OARUSB1B3UGNOL18 | NTM1012478/1 | SET OF MATERIALS/Grounding plate Hybrid
Ericsson | 1E3ST6102OARUSB1B3UGNOL18 | NTB1010327/2 | Subrack kit | 1 |  |  | B1-B3 | 1E3ST6102OARUSB1B3UGNOL18 | NTB1010327/2 | Subrack kit
Ericsson | 1E3ST6102OARUSB1B3UGNOL18 | SXA1344944/1 | AIR PLATE/Air Plate RF Shelf | 1 |  |  | B1-B3 | 1E3ST6102OARUSB1B3UGNOL18 | SXA1344944/1 | AIR PLATE/Air Plate RF Shelf
Ericsson | 1E3ST6102OARUSB1B3UGNOL18 | RPM2533512/2000 | CPRI DU-RRU | 6 |  |  | B1-B3 | 1E3ST6102OARUSB1B3UGNOL18 | RPM2533512/2000 | CPRI DU-RRU
Ericsson | 1E3ST6102OARUSB1B3UGNOL18 | RPM777034/00550 | EARTH CABLE M6 (dual) cable lug to M6 cable lug | 3 |  |  | B1-B3 | 1E3ST6102OARUSB1B3UGNOL18 | RPM777034/00550 | EARTH CABLE M6 (dual) cable lug to M6 cable lug
Ericsson | 1E3ST6102OARUSB1B3UGNOL18 | RPM777583/01000 | DC Power cable | 3 |  |  | B1-B3 | 1E3ST6102OARUSB1B3UGNOL18 | RPM777583/01000 | DC Power cable
Ericsson | 1E3ST6102OARUSB1B3UGNOL18 | SXA1060148/3 | Air resistor for upper blank (for radio 2217 all bands) | 3 |  |  | B1-B3 | 1E3ST6102OARUSB1B3UGNOL18 | SXA1060148/3 | Air resistor for upper blank (for radio 2217 all bands)
Ericsson | 1E3ST6102OARUSB1B3UGNOL18 | BMG980336/7 | PDU 01 04; Power Distribution Unit | 1 |  |  | B1-B3 | 1E3ST6102OARUSB1B3UGNOL18 | BMG980336/7 | PDU 01 04; Power Distribution Unit
Ericsson | 1E3ST6102OARUSB1B3UGNOL18 | RPM77701/00500 | CABLE WITH CONNECTOR/SIGNAL CABLE | 1 |  |  | B1-B3 | 1E3ST6102OARUSB1B3UGNOL18 | RPM77701/00500 | CABLE WITH CONNECTOR/SIGNAL CABLE
Ericsson | 1E3ST6102OARUSB1B3UGNOL18 | BML161184/1 | RECTIFIER/PSU AC 03; Power Supply Unit | 4 |  |  | B1-B3 | 1E3ST6102OARUSB1B3UGNOL18 | BML161184/1 | RECTIFIER/PSU AC 03; Power Supply Unit
Ericsson | 1E3ST61023PPOAB1B3UGNOL18 | KDV127621/11 | Baseband 6630 with fan | 2 |  |  | B1-B3 | 1E3ST61023PPOAB1B3UGNOL18 | KDV127621/11 | Baseband 6630 with fan
Ericsson | 1E3ST61023PPOAB1B3UGNOL18 | RPM777528/02500 | ET Power cable | 2 |  |  | B1-B3 | 1E3ST61023PPOAB1B3UGNOL18 | RPM777528/02500 | ET Power cable
Ericsson | 1E3ST61023PPOAB1B3UGNOL18 | RPM777567/05000 | Grounding Cable | 2 |  |  | B1-B3 | 1E3ST61023PPOAB1B3UGNOL18 | RPM777567/05000 | Grounding Cable
Ericsson | 1E3ST61023PPOAB1B3UGNOL18 | SXK1253086/1 | Cable guide | 2 |  |  | B1-B3 | 1E3ST61023PPOAB1B3UGNOL18 | SXK1253086/1 | Cable guide
TEF | 1E3ST61023PPOAB1B3UGNOL18 | KRC161490/1 | Radio 2217 B1 (2100MHz), 10W+10W HWAC incl. | 3 |  |  | B1-B3 | 1E3ST61023PPOAB1B3UGNOL18 | KRC161490/1 | Radio 2217 B1 (2100MHz), 10W+10W HWAC incl.
TEF | 1E3ST61023PPOAB1B3UGNOL18 | RNT44737/01 | Circular Power Connector DC-C (2 wire) | 3 |  |  | B1-B3 | 1E3ST61023PPOAB1B3UGNOL18 | RNT44737/01 | Circular Power Connector DC-C (2 wire)
Ericsson | 1E3ST61023PPOAB1B3UGNOL18 | RDH10247/2 | OPTICAL TRANSCEIVER/TRX SM CPRI 614.4-24 | 6 |  |  | B1-B3 | 1E3ST61023PPOAB1B3UGNOL18 | RDH10247/2 | OPTICAL TRANSCEIVER/TRX SM CPRI 614.4-24
TEF | 1E3ST61023PPOAB1B3UGNOL18 | RDH10247/2 | OPTICAL TRANSCEIVER/TRX SM CPRI 614.4-24 | 6 |  |  | B1-B3 | 1E3ST61023PPOAB1B3UGNOL18 | RDH10247/2 | OPTICAL TRANSCEIVER/TRX SM CPRI 614.4-24
TEF | 1E3ST61023PPOAB1B3UGNOL18 | KRC161549/1 | Radio 2217 B20 (800 MHz DD), 10W+10W HWAC incl. | 3 |  |  | B1-B3 | 1E3ST61023PPOAB1B3UGNOL18 | KRC161549/1 | Radio 2217 B20 (800 MHz DD), 10W+10W HWAC incl.
TEF | 1E3ST61023PPOAB1B3UGNOL18 | RNT44737/01 | Circular Power Connector DC-C (2 wire) | 3 |  |  | B1-B3 | 1E3ST61023PPOAB1B3UGNOL18 | RNT44737/01 | Circular Power Connector DC-C (2 wire)
Ericsson | 1E3ST61023PPOAB1B3UGNOL18 | RDH10247/2 | OPTICAL TRANSCEIVER/TRX SM CPRI 614.4-24 | 6 |  |  | B1-B3 | 1E3ST61023PPOAB1B3UGNOL18 | RDH10247/2 | OPTICAL TRANSCEIVER/TRX SM CPRI 614.4-24
TEF | 1E3ST61023PPOAB1B3UGNOL18 | RDH10247/2 | OPTICAL TRANSCEIVER/TRX SM CPRI 614.4-24 | 6 |  |  | B1-B3 | 1E3ST61023PPOAB1B3UGNOL18 | RDH10247/2 | OPTICAL TRANSCEIVER/TRX SM CPRI 614.4-24
Ericsson | 1E3ST61023PPOAB1B3UGNOL18 | SXA1342193/1 | MECHANICAL COMPONENT/Dummy 62 | 4 |  |  | B1-B3 | 1E3ST61023PPOAB1B3UGNOL18 | SXA1342193/1 | MECHANICAL COMPONENT/Dummy 62
Ericsson | 1E3ST61023PPOAB1B3UGNOL18 | RPM919726/02000 | Power cable for SIU02 in SSC/PBC V2 | 1 |  |  | B1-B3 | 1E3ST61023PPOAB1B3UGNOL18 | RPM919726/02000 | Power cable for SIU02 in SSC/PBC V2
Ericsson | 1E3ST61023PPOAB1B3UGNOL18 | NTB101689/1 | Radio Fan assembly | 6 |  |  | B1-B3 | 1E3ST61023PPOAB1B3UGNOL18 | NTB101689/1 | Radio Fan assembly
Ericsson | 1E3LC6201IDB1B3UG | KDV127621/11 | Baseband 6630 with fan | 2 |  |  | B1-B3 | 1E3LC6201IDB1B3UG | KDV127621/11 | Baseband 6630 with fan
Ericsson | 1E3LC6201IDB1B3UG | RPM777526/02000 | ET Power cable | 2 |  |  | B1-B3 | 1E3LC6201IDB1B3UG | RPM777526/02000 | ET Power cable
Ericsson | 1E3LC6201IDB1B3UG | RPM777567/05000 | Grounding Cable | 2 |  |  | B1-B3 | 1E3LC6201IDB1B3UG | RPM777567/05000 | Grounding Cable
Ericsson | 1E3LC6201IDB1B3UG | SXK1253086/1 | Cable guide | 2 |  |  | B1-B3 | 1E3LC6201IDB1B3UG | SXK1253086/1 | Cable guide
TEF | 1E3LC6201IDB1B3UG | KRC161797/1 | RADIO UNIT/Radio 2238 B8 B20 B28B | 3 |  |  | B1-B3 | 1E3LC6201IDB1B3UG | KRC161797/1 | RADIO UNIT/Radio 2238 B8 B20 B28B
TEF | 1E3LC6201IDB1B3UG | RNT44737/01 | Circular Power Connector DC-C (2 wire) | 3 |  |  | B1-B3 | 1E3LC6201IDB1B3UG | RNT44737/01 | Circular Power Connector DC-C (2 wire)
TEF | 1E3LC6201IDB1B3UG | RDH10265/2 | SFP+ SM 10.3Gb/s 1.4km 1310nm | 6 |  |  | B1-B3 | 1E3LC6201IDB1B3UG | RDH10265/2 | SFP+ SM 10.3Gb/s 1.4km 1310nm
Ericsson | 1E3LC6201IDB1B3UG | RDH10265/2 | SFP+ SM 10.3Gb/s 1.4km 1310nm | 6 |  |  | B1-B3 | 1E3LC6201IDB1B3UG | RDH10265/2 | SFP+ SM 10.3Gb/s 1.4km 1310nm
Ericsson | 1E3LC6201IDB1B3UG | SXA1342193/1 | MECHANICAL COMPONENT/Dummy 62 | 1 |  |  | B1-B3 | 1E3LC6201IDB1B3UG | SXA1342193/1 | MECHANICAL COMPONENT/Dummy 62
Ericsson | 1E3LC6102OAB1B3UG | KDV127621/11 | Baseband 6630 with fan | 2 |  |  | B1-B3 | 1E3LC6102OAB1B3UG | KDV127621/11 | Baseband 6630 with fan
Ericsson | 1E3LC6102OAB1B3UG | RPM777526/02000 | ET Power cable | 2 |  |  | B1-B3 | 1E3LC6102OAB1B3UG | RPM777526/02000 | ET Power cable
Ericsson | 1E3LC6102OAB1B3UG | RPM777567/05000 | Grounding Cable | 2 |  |  | B1-B3 | 1E3LC6102OAB1B3UG | RPM777567/05000 | Grounding Cable
Ericsson | 1E3LC6102OAB1B3UG | SXK1253086/1 | Cable guide | 2 |  |  | B1-B3 | 1E3LC6102OAB1B3UG | SXK1253086/1 | Cable guide
TEF | 1E3LC6102OAB1B3UG | KRC161797/1 | RADIO UNIT/Radio 2238 B8 B20 B28B | 3 |  |  | B1-B3 | 1E3LC6102OAB1B3UG | KRC161797/1 | RADIO UNIT/Radio 2238 B8 B20 B28B
TEF | 1E3LC6102OAB1B3UG | RNT44737/01 | Circular Power Connector DC-C (2 wire) | 3 |  |  | B1-B3 | 1E3LC6102OAB1B3UG | RNT44737/01 | Circular Power Connector DC-C (2 wire)
TEF | 1E3LC6102OAB1B3UG | RDH10265/2 | SFP+ SM 10.3Gb/s 1.4km 1310nm | 6 |  |  | B1-B3 | 1E3LC6102OAB1B3UG | RDH10265/2 | SFP+ SM 10.3Gb/s 1.4km 1310nm
Ericsson | 1E3LC6102OAB1B3UG | RDH10265/2 | SFP+ SM 10.3Gb/s 1.4km 1310nm | 6 |  |  | B1-B3 | 1E3LC6102OAB1B3UG | RDH10265/2 | SFP+ SM 10.3Gb/s 1.4km 1310nm
Ericsson | 1E3LC6102OAB1B3UG | SXA1342193/1 | MECHANICAL COMPONENT/Dummy 62 | 1 |  |  | B1-B3 | 1E3LC6102OAB1B3UG | SXA1342193/1 | MECHANICAL COMPONENT/Dummy 62
Ericsson | E3LC6201IDB1B3UG | KDV127621/11 | Baseband 6630 with fan | 2 |  |  | B1-B3 | E3LC6201IDB1B3UG | KDV127621/11 | Baseband 6630 with fan
Ericsson | E3LC6201IDB1B3UG | RPM777526/02000 | ET Power cable | 2 |  |  | B1-B3 | E3LC6201IDB1B3UG | RPM777526/02000 | ET Power cable
Ericsson | E3LC6201IDB1B3UG | RPM777567/05000 | Grounding Cable | 2 |  |  | B1-B3 | E3LC6201IDB1B3UG | RPM777567/05000 | Grounding Cable
Ericsson | E3LC6201IDB1B3UG | SXK1253086/1 | Cable guide | 2 |  |  | B1-B3 | E3LC6201IDB1B3UG | SXK1253086/1 | Cable guide
TEF | E3LC6201IDB1B3UG | KRC161797/1 | RADIO UNIT/Radio 2238 B8 B20 B28B | 3 |  |  | B1-B3 | E3LC6201IDB1B3UG | KRC161797/1 | RADIO UNIT/Radio 2238 B8 B20 B28B
TEF | E3LC6201IDB1B3UG | RNT44737/01 | Circular Power Connector DC-C (2 wire) | 3 |  |  | B1-B3 | E3LC6201IDB1B3UG | RNT44737/01 | Circular Power Connector DC-C (2 wire)
TEF | E3LC6201IDB1B3UG | RDH10265/2 | SFP+ SM 10.3Gb/s 1.4km 1310nm | 6 |  |  | B1-B3 | E3LC6201IDB1B3UG | RDH10265/2 | SFP+ SM 10.3Gb/s 1.4km 1310nm
Ericsson | E3LC6201IDB1B3UG | RDH10265/2 | SFP+ SM 10.3Gb/s 1.4km 1310nm | 6 |  |  | B1-B3 | E3LC6201IDB1B3UG | RDH10265/2 | SFP+ SM 10.3Gb/s 1.4km 1310nm
Ericsson | E3LC6201IDB1B3UG | SXA1342193/1 | MECHANICAL COMPONENT/Dummy 62 | 2 |  |  | B1-B3 | E3LC6201IDB1B3UG | SXA1342193/1 | MECHANICAL COMPONENT/Dummy 62
Ericsson | E3LC6201IDB1B3UG | RPM777211/01800 | CABLE WITH CONNECTOR/SIGNAL CABLE | 6 |  |  | B1-B3 | E3LC6201IDB1B3UG | RPM777211/01800 | CABLE WITH CONNECTOR/SIGNAL CABLE
Ericsson | E3LC6201IDB1B3UG | RPM777279/00650 | SIGNAL CABLE | 1 |  |  | B1-B3 | E3LC6201IDB1B3UG | RPM777279/00650 | SIGNAL CABLE
Ericsson | E3LC6102OAB1B3UG | KDV127621/11 | Baseband 6630 with fan | 2 |  |  | B1-B3 | E3LC6102OAB1B3UG | KDV127621/11 | Baseband 6630 with fan
Ericsson | E3LC6102OAB1B3UG | RPM777526/02000 | ET Power cable | 2 |  |  | B1-B3 | E3LC6102OAB1B3UG | RPM777526/02000 | ET Power cable
Ericsson | E3LC6102OAB1B3UG | RPM777567/05000 | Grounding Cable | 2 |  |  | B1-B3 | E3LC6102OAB1B3UG | RPM777567/05000 | Grounding Cable
Ericsson | E3LC6102OAB1B3UG | SXK1253086/1 | Cable guide | 2 |  |  | B1-B3 | E3LC6102OAB1B3UG | SXK1253086/1 | Cable guide
TEF | E3LC6102OAB1B3UG | KRC161797/1 | RADIO UNIT/Radio 2238 B8 B20 B28B | 3 |  |  | B1-B3 | E3LC6102OAB1B3UG | KRC161797/1 | RADIO UNIT/Radio 2238 B8 B20 B28B
TEF | E3LC6102OAB1B3UG | RNT44737/01 | Circular Power Connector DC-C (2 wire) | 3 |  |  | B1-B3 | E3LC6102OAB1B3UG | RNT44737/01 | Circular Power Connector DC-C (2 wire)
TEF | E3LC6102OAB1B3UG | RDH10265/2 | SFP+ SM 10.3Gb/s 1.4km 1310nm | 6 |  |  | B1-B3 | E3LC6102OAB1B3UG | RDH10265/2 | SFP+ SM 10.3Gb/s 1.4km 1310nm
Ericsson | E3LC6102OAB1B3UG | RDH10265/2 | SFP+ SM 10.3Gb/s 1.4km 1310nm | 6 |  |  | B1-B3 | E3LC6102OAB1B3UG | RDH10265/2 | SFP+ SM 10.3Gb/s 1.4km 1310nm
Ericsson | E3LC6102OAB1B3UG | SXA1342193/1 | MECHANICAL COMPONENT/Dummy 62 | 2 |  |  | B1-B3 | E3LC6102OAB1B3UG | SXA1342193/1 | MECHANICAL COMPONENT/Dummy 62
Ericsson | E3LC6102OAB1B3UG | RPM777211/01800 | CABLE WITH CONNECTOR/SIGNAL CABLE | 6 |  |  | B1-B3 | E3LC6102OAB1B3UG | RPM777211/01800 | CABLE WITH CONNECTOR/SIGNAL CABLE
Ericsson | E3LC6102OAB1B3UG | RPM777279/00650 | SIGNAL CABLE | 1 |  |  | B1-B3 | E3LC6102OAB1B3UG | RPM777279/00650 | SIGNAL CABLE
Ericsson | 1E2LC6201IDB1B3UG | KDV127621/11 | Baseband 6630 with fan | 2 |  |  | B1-B3 | 1E2LC6201IDB1B3UG | KDV127621/11 | Baseband 6630 with fan
Ericsson | 1E2LC6201IDB1B3UG | RPM777526/02000 | ET Power cable | 2 |  |  | B1-B3 | 1E2LC6201IDB1B3UG | RPM777526/02000 | ET Power cable
Ericsson | 1E2LC6201IDB1B3UG | RPM777567/05000 | Grounding Cable | 2 |  |  | B1-B3 | 1E2LC6201IDB1B3UG | RPM777567/05000 | Grounding Cable
Ericsson | 1E2LC6201IDB1B3UG | SXK1253086/1 | Cable guide | 2 |  |  | B1-B3 | 1E2LC6201IDB1B3UG | SXK1253086/1 | Cable guide
TEF | 1E2LC6201IDB1B3UG | KRC161797/1 | RADIO UNIT/Radio 2238 B8 B20 B28B | 2 |  |  | B1-B3 | 1E2LC6201IDB1B3UG | KRC161797/1 | RADIO UNIT/Radio 2238 B8 B20 B28B
TEF | 1E2LC6201IDB1B3UG | RNT44737/01 | Circular Power Connector DC-C (2 wire) | 2 |  |  | B1-B3 | 1E2LC6201IDB1B3UG | RNT44737/01 | Circular Power Connector DC-C (2 wire)
TEF | 1E2LC6201IDB1B3UG | RDH10265/2 | SFP+ SM 10.3Gb/s 1.4km 1310nm | 4 |  |  | B1-B3 | 1E2LC6201IDB1B3UG | RDH10265/2 | SFP+ SM 10.3Gb/s 1.4km 1310nm
Ericsson | 1E2LC6201IDB1B3UG | RDH10265/2 | SFP+ SM 10.3Gb/s 1.4km 1310nm | 4 |  |  | B1-B3 | 1E2LC6201IDB1B3UG | RDH10265/2 | SFP+ SM 10.3Gb/s 1.4km 1310nm
Ericsson | 1E2LC6201IDB1B3UG | SXA1342193/2 | MECHANICAL COMPONENT/Dummy 31 | 2 |  |  | B1-B3 | 1E2LC6201IDB1B3UG | SXA1342193/2 | MECHANICAL COMPONENT/Dummy 31
Ericsson | 1E2LC6102OAB1B3UG | KDV127621/11 | Baseband 6630 with fan | 2 |  |  | B1-B3 | 1E2LC6102OAB1B3UG | KDV127621/11 | Baseband 6630 with fan
Ericsson | 1E2LC6102OAB1B3UG | RPM777526/02000 | ET Power cable | 2 |  |  | B1-B3 | 1E2LC6102OAB1B3UG | RPM777526/02000 | ET Power cable
Ericsson | 1E2LC6102OAB1B3UG | RPM777567/05000 | Grounding Cable | 2 |  |  | B1-B3 | 1E2LC6102OAB1B3UG | RPM777567/05000 | Grounding Cable
Ericsson | 1E2LC6102OAB1B3UG | SXK1253086/1 | Cable guide | 2 |  |  | B1-B3 | 1E2LC6102OAB1B3UG | SXK1253086/1 | Cable guide
TEF | 1E2LC6102OAB1B3UG | KRC161797/1 | RADIO UNIT/Radio 2238 B8 B20 B28B | 2 |  |  | B1-B3 | 1E2LC6102OAB1B3UG | KRC161797/1 | RADIO UNIT/Radio 2238 B8 B20 B28B
TEF | 1E2LC6102OAB1B3UG | RNT44737/01 | Circular Power Connector DC-C (2 wire) | 2 |  |  | B1-B3 | 1E2LC6102OAB1B3UG | RNT44737/01 | Circular Power Connector DC-C (2 wire)
TEF | 1E2LC6102OAB1B3UG | RDH10265/2 | SFP+ SM 10.3Gb/s 1.4km 1310nm | 4 |  |  | B1-B3 | 1E2LC6102OAB1B3UG | RDH10265/2 | SFP+ SM 10.3Gb/s 1.4km 1310nm
Ericsson | 1E2LC6102OAB1B3UG | RDH10265/2 | SFP+ SM 10.3Gb/s 1.4km 1310nm | 4 |  |  | B1-B3 | 1E2LC6102OAB1B3UG | RDH10265/2 | SFP+ SM 10.3Gb/s 1.4km 1310nm
Ericsson | 1E2LC6102OAB1B3UG | SXA1342193/2 | MECHANICAL COMPONENT/Dummy 31 | 2 |  |  | B1-B3 | 1E2LC6102OAB1B3UG | SXA1342193/2 | MECHANICAL COMPONENT/Dummy 31
Ericsson | 1E2LC6201IDL18B1B3UG | KDV127621/11 | Baseband 6630 with fan | 2 |  |  | B1-B3 | 1E2LC6201IDL18B1B3UG | KDV127621/11 | Baseband 6630 with fan
Ericsson | 1E2LC6201IDL18B1B3UG | RPM777526/02000 | ET Power cable | 2 |  |  | B1-B3 | 1E2LC6201IDL18B1B3UG | RPM777526/02000 | ET Power cable
Ericsson | 1E2LC6201IDL18B1B3UG | RPM777567/05000 | Grounding Cable | 2 |  |  | B1-B3 | 1E2LC6201IDL18B1B3UG | RPM777567/05000 | Grounding Cable
Ericsson | 1E2LC6201IDL18B1B3UG | SXK1253086/1 | Cable guide | 2 |  |  | B1-B3 | 1E2LC6201IDL18B1B3UG | SXK1253086/1 | Cable guide
TEF | 1E2LC6201IDL18B1B3UG | KRC161797/1 | RADIO UNIT/Radio 2238 B8 B20 B28B | 2 |  |  | B1-B3 | 1E2LC6201IDL18B1B3UG | KRC161797/1 | RADIO UNIT/Radio 2238 B8 B20 B28B
TEF | 1E2LC6201IDL18B1B3UG | RNT44737/01 | Circular Power Connector DC-C (2 wire) | 2 |  |  | B1-B3 | 1E2LC6201IDL18B1B3UG | RNT44737/01 | Circular Power Connector DC-C (2 wire)
TEF | 1E2LC6201IDL18B1B3UG | RDH10265/2 | SFP+ SM 10.3Gb/s 1.4km 1310nm | 4 |  |  | B1-B3 | 1E2LC6201IDL18B1B3UG | RDH10265/2 | SFP+ SM 10.3Gb/s 1.4km 1310nm
Ericsson | 1E2LC6201IDL18B1B3UG | RDH10265/2 | SFP+ SM 10.3Gb/s 1.4km 1310nm | 4 |  |  | B1-B3 | 1E2LC6201IDL18B1B3UG | RDH10265/2 | SFP+ SM 10.3Gb/s 1.4km 1310nm
Ericsson | 1E2LC6201IDL18B1B3UG | SXA1342193/2 | MECHANICAL COMPONENT/Dummy 31 | 2 |  |  | B1-B3 | 1E2LC6201IDL18B1B3UG | SXA1342193/2 | MECHANICAL COMPONENT/Dummy 31
Ericsson | E2LC6201IDB1B3UG | KDV127621/11 | Baseband 6630 with fan | 2 |  |  | B1-B3 | E2LC6201IDB1B3UG | KDV127621/11 | Baseband 6630 with fan
Ericsson | E2LC6201IDB1B3UG | RPM777526/02000 | ET Power cable | 2 |  |  | B1-B3 | E2LC6201IDB1B3UG | RPM777526/02000 | ET Power cable
Ericsson | E2LC6201IDB1B3UG | RPM777567/05000 | Grounding Cable | 2 |  |  | B1-B3 | E2LC6201IDB1B3UG | RPM777567/05000 | Grounding Cable
Ericsson | E2LC6201IDB1B3UG | SXK1253086/1 | Cable guide | 2 |  |  | B1-B3 | E2LC6201IDB1B3UG | SXK1253086/1 | Cable guide
TEF | E2LC6201IDB1B3UG | KRC161797/1 | RADIO UNIT/Radio 2238 B8 B20 B28B | 2 |  |  | B1-B3 | E2LC6201IDB1B3UG | KRC161797/1 | RADIO UNIT/Radio 2238 B8 B20 B28B
TEF | E2LC6201IDB1B3UG | RNT44737/01 | Circular Power Connector DC-C (2 wire) | 2 |  |  | B1-B3 | E2LC6201IDB1B3UG | RNT44737/01 | Circular Power Connector DC-C (2 wire)
TEF | E2LC6201IDB1B3UG | RDH10265/2 | SFP+ SM 10.3Gb/s 1.4km 1310nm | 4 |  |  | B1-B3 | E2LC6201IDB1B3UG | RDH10265/2 | SFP+ SM 10.3Gb/s 1.4km 1310nm
Ericsson | E2LC6201IDB1B3UG | RDH10265/2 | SFP+ SM 10.3Gb/s 1.4km 1310nm | 4 |  |  | B1-B3 | E2LC6201IDB1B3UG | RDH10265/2 | SFP+ SM 10.3Gb/s 1.4km 1310nm
Ericsson | E2LC6201IDB1B3UG | SXA1342193/2 | MECHANICAL COMPONENT/Dummy 31 | 1 |  |  | B1-B3 | E2LC6201IDB1B3UG | SXA1342193/2 | MECHANICAL COMPONENT/Dummy 31
Ericsson | E2LC6201IDB1B3UG | RPM777211/01800 | CABLE WITH CONNECTOR/SIGNAL CABLE | 4 |  |  | B1-B3 | E2LC6201IDB1B3UG | RPM777211/01800 | CABLE WITH CONNECTOR/SIGNAL CABLE
Ericsson | E2LC6201IDB1B3UG | RPM777279/00650 | SIGNAL CABLE | 1 |  |  | B1-B3 | E2LC6201IDB1B3UG | RPM777279/00650 | SIGNAL CABLE
Ericsson | E2LC6102OAB1B3UG | KDV127621/11 | Baseband 6630 with fan | 2 |  |  | B1-B3 | E2LC6102OAB1B3UG | KDV127621/11 | Baseband 6630 with fan
Ericsson | E2LC6102OAB1B3UG | RPM777526/02000 | ET Power cable | 2 |  |  | B1-B3 | E2LC6102OAB1B3UG | RPM777526/02000 | ET Power cable
Ericsson | E2LC6102OAB1B3UG | RPM777567/05000 | Grounding Cable | 2 |  |  | B1-B3 | E2LC6102OAB1B3UG | RPM777567/05000 | Grounding Cable
Ericsson | E2LC6102OAB1B3UG | SXK1253086/1 | Cable guide | 2 |  |  | B1-B3 | E2LC6102OAB1B3UG | SXK1253086/1 | Cable guide
TEF | E2LC6102OAB1B3UG | KRC161797/1 | RADIO UNIT/Radio 2238 B8 B20 B28B | 2 |  |  | B1-B3 | E2LC6102OAB1B3UG | KRC161797/1 | RADIO UNIT/Radio 2238 B8 B20 B28B
TEF | E2LC6102OAB1B3UG | RNT44737/01 | Circular Power Connector DC-C (2 wire) | 2 |  |  | B1-B3 | E2LC6102OAB1B3UG | RNT44737/01 | Circular Power Connector DC-C (2 wire)
TEF | E2LC6102OAB1B3UG | RDH10265/2 | SFP+ SM 10.3Gb/s 1.4km 1310nm | 4 |  |  | B1-B3 | E2LC6102OAB1B3UG | RDH10265/2 | SFP+ SM 10.3Gb/s 1.4km 1310nm
Ericsson | E2LC6102OAB1B3UG | RDH10265/2 | SFP+ SM 10.3Gb/s 1.4km 1310nm | 4 |  |  | B1-B3 | E2LC6102OAB1B3UG | RDH10265/2 | SFP+ SM 10.3Gb/s 1.4km 1310nm
Ericsson | E2LC6102OAB1B3UG | SXA1342193/2 | MECHANICAL COMPONENT/Dummy 31 | 1 |  |  | B1-B3 | E2LC6102OAB1B3UG | SXA1342193/2 | MECHANICAL COMPONENT/Dummy 31
Ericsson | E2LC6102OAB1B3UG | RPM777211/01800 | CABLE WITH CONNECTOR/SIGNAL CABLE | 4 |  |  | B1-B3 | E2LC6102OAB1B3UG | RPM777211/01800 | CABLE WITH CONNECTOR/SIGNAL CABLE
Ericsson | E2LC6102OAB1B3UG | RPM777279/00650 | SIGNAL CABLE | 1 |  |  | B1-B3 | E2LC6102OAB1B3UG | RPM777279/00650 | SIGNAL CABLE
Ericsson | E3UL21UG | KDV127621/11 | Baseband 6630 with fan | 2 |  |  | B1-B3 | E3UL21UG | KDV127621/11 | Baseband 6630 with fan
Ericsson | E3UL21UG | RPM777526/02000 | ET Power cable | 2 |  |  | B1-B3 | E3UL21UG | RPM777526/02000 | ET Power cable
Ericsson | E3UL21UG | RPM777567/05000 | Grounding Cable | 2 |  |  | B1-B3 | E3UL21UG | RPM777567/05000 | Grounding Cable
Ericsson | E3UL21UG | SXK1253086/1 | Cable guide | 2 |  |  | B1-B3 | E3UL21UG | SXK1253086/1 | Cable guide
Ericsson | E3UL21UG | RPM777211/01800 | CABLE WITH CONNECTOR/SIGNAL CABLE | 12 |  |  | B1-B3 | E3UL21UG | RPM777211/01800 | CABLE WITH CONNECTOR/SIGNAL CABLE
Ericsson | E3UL21UG | SXA1342193/2 | MECHANICAL COMPONENT/Dummy 31 | 4 |  |  | B1-B3 | E3UL21UG | SXA1342193/2 | MECHANICAL COMPONENT/Dummy 31
Ericsson | E3UL21UG | RDH10247/2 | OPTICAL TRANSCEIVER/TRX SM CPRI 614.4-24 | 4 |  |  | B1-B3 | E3UL21UG | RDH10247/2 | OPTICAL TRANSCEIVER/TRX SM CPRI 614.4-24
Ericsson | E3UL21UG | TSR3913072/2000 | Optical patch cord, SM, LCD - LCD, 2 m | 2 |  |  | B1-B3 | E3UL21UG | TSR3913072/2000 | Optical patch cord, SM, LCD - LCD, 2 m
Ericsson | E3UL21UG | RPM77701/02000 | Signal cable | 2 |  |  | B1-B3 | E3UL21UG | RPM77701/02000 | Signal cable
Ericsson | 1E3SC6102OA3PPB1B3UG | SXK1253086/1 | Cable guide | 3 |  |  | B1-B3 | 1E3SC6102OA3PPB1B3UG | SXK1253086/1 | Cable guide
Ericsson | 1E3SC6102OA3PPB1B3UG | KDV127621/11 | Baseband 6630 with fan | 3 |  |  | B1-B3 | 1E3SC6102OA3PPB1B3UG | KDV127621/11 | Baseband 6630 with fan
Ericsson | 1E3SC6102OA3PPB1B3UG | RPM777526/02000 | ET Power cable | 3 |  |  | B1-B3 | 1E3SC6102OA3PPB1B3UG | RPM777526/02000 | ET Power cable
Ericsson | 1E3SC6102OA3PPB1B3UG | RPM777567/05000 | Grounding Cable | 3 |  |  | B1-B3 | 1E3SC6102OA3PPB1B3UG | RPM777567/05000 | Grounding Cable
Ericsson | 1E3SC6102OA3PPB1B3UG | KRC161797/1 | RADIO UNIT/Radio 2238 B8 B20 B28B | 6 |  |  | B1-B3 | 1E3SC6102OA3PPB1B3UG | KRC161797/1 | RADIO UNIT/Radio 2238 B8 B20 B28B
Ericsson | 1E3SC6102OA3PPB1B3UG | RNT44737/01 | Circular Power Connector DC-C (2 wire) | 6 |  |  | B1-B3 | 1E3SC6102OA3PPB1B3UG | RNT44737/01 | Circular Power Connector DC-C (2 wire)
Ericsson | 1E3SC6102OA3PPB1B3UG | RDH10265/2 | SFP+ SM 10.3Gb/s 1.4km 1310nm | 6 |  |  | B1-B3 | 1E3SC6102OA3PPB1B3UG | RDH10265/2 | SFP+ SM 10.3Gb/s 1.4km 1310nm
Ericsson | 1E3SC6102OA3PPB1B3UG | RDH10265/2 | SFP+ SM 10.3Gb/s 1.4km 1310nm | 6 |  |  | B1-B3 | 1E3SC6102OA3PPB1B3UG | RDH10265/2 | SFP+ SM 10.3Gb/s 1.4km 1310nm
Ericsson | 1E3SC6102OA3PPB1B3UG | RDH10265/2 | SFP+ SM 10.3Gb/s 1.4km 1310nm | 3 |  |  | B1-B3 | 1E3SC6102OA3PPB1B3UG | RDH10265/2 | SFP+ SM 10.3Gb/s 1.4km 1310nm
Ericsson | 1E3SC6102OA3PPB1B3UG | RDH10265/2 | SFP+ SM 10.3Gb/s 1.4km 1310nm | 3 |  |  | B1-B3 | 1E3SC6102OA3PPB1B3UG | RDH10265/2 | SFP+ SM 10.3Gb/s 1.4km 1310nm
Ericsson | 1E3SC6102OA3PPB1B3UG | KRC161635/1 | RADIO UNIT/Radio 4415 B1 | 3 |  |  | B1-B3 | 1E3SC6102OA3PPB1B3UG | KRC161635/1 | RADIO UNIT/Radio 4415 B1
Ericsson | 1E3SC6102OA3PPB1B3UG | RNT44737/01 | Circular Power Connector DC-C (2 wire) | 3 |  |  | B1-B3 | 1E3SC6102OA3PPB1B3UG | RNT44737/01 | Circular Power Connector DC-C (2 wire)
Ericsson | 1E3SC6102OA3PPB1B3UG | RDH10265/2 | SFP+ SM 10.3Gb/s 1.4km 1310nm | 6 |  |  | B1-B3 | 1E3SC6102OA3PPB1B3UG | RDH10265/2 | SFP+ SM 10.3Gb/s 1.4km 1310nm
Ericsson | 1E3SC6102OA3PPB1B3UG | RDH10265/2 | SFP+ SM 10.3Gb/s 1.4km 1310nm | 6 |  |  | B1-B3 | 1E3SC6102OA3PPB1B3UG | RDH10265/2 | SFP+ SM 10.3Gb/s 1.4km 1310nm
Ericsson | 1E3SC6102OA3PPB1B3UG | NFT30459/2 | Surge Protection Device, SPD -48V | 10 |  |  | B1-B3 | 1E3SC6102OA3PPB1B3UG | NFT30459/2 | Surge Protection Device, SPD -48V
Ericsson | 1E3SC6102OA3PPB1B3UG | RPM777193/01500 | CABLE WITH CONNECTOR/DC POWER CABLE | 10 |  |  | B1-B3 | 1E3SC6102OA3PPB1B3UG | RPM777193/01500 | CABLE WITH CONNECTOR/DC POWER CABLE
Ericsson | 1E3SC6102OA3PPB1B3UG | BMG980336/7 | PDU 01 04; Power Distribution Unit | 1 |  |  | B1-B3 | 1E3SC6102OA3PPB1B3UG | BMG980336/7 | PDU 01 04; Power Distribution Unit
Ericsson | 1E3SC6102OA3PPB1B3UG | RPM77701/00500 | CABLE WITH CONNECTOR/SIGNAL CABLE | 1 |  |  | B1-B3 | 1E3SC6102OA3PPB1B3UG | RPM77701/00500 | CABLE WITH CONNECTOR/SIGNAL CABLE
Ericsson | 1E3SC6102OA3PPB1B3UG | BML161184/1 | RECTIFIER/PSU AC 03; Power Supply Unit | 4 |  |  | B1-B3 | 1E3SC6102OA3PPB1B3UG | BML161184/1 | RECTIFIER/PSU AC 03; Power Supply Unit
Ericsson | 1E3SC6102OA3PPB1B3UG | BGK90118/2 | CONNECTION PANEL/SHU 02 01; Support HUB | 1 |  |  | B1-B3 | 1E3SC6102OA3PPB1B3UG | BGK90118/2 | CONNECTION PANEL/SHU 02 01; Support HUB
Ericsson | 1E3SC6102OA3PPB1B3UG | BMG980336/7 | DISTR. EQUIPMENT/PDU 01 04; Power Distribution Unit | 2 |  |  | B1-B3 | 1E3SC6102OA3PPB1B3UG | BMG980336/7 | DISTR. EQUIPMENT/PDU 01 04; Power Distribution Unit
Ericsson | 1E3SC6102OA3PPB1B3UG | BMG980410/1 | DISTR. EQUIPMENT/BFU 01 03; Battery Fuse | 1 |  |  | B1-B3 | 1E3SC6102OA3PPB1B3UG | BMG980410/1 | DISTR. EQUIPMENT/BFU 01 03; Battery Fuse
Ericsson | 1E3SC6102OA3PPB1B3UG | BMG980390/10 | MAINS DISTR. UNIT/Optional AC-outlet | 1 |  |  | B1-B3 | 1E3SC6102OA3PPB1B3UG | BMG980390/10 | MAINS DISTR. UNIT/Optional AC-outlet
Ericsson | 1E3SC6102OA3PPB1B3UG | BML161184/1 | RECTIFIER/PSU AC 03; Power Supply Unit | 3 |  |  | B1-B3 | 1E3SC6102OA3PPB1B3UG | BML161184/1 | RECTIFIER/PSU AC 03; Power Supply Unit
Ericsson | 1E3SC6102OA3PPB1B3UG | NTM2013977/1 | SET OF MATERIALS/Screw set for expansion | 1 |  |  | B1-B3 | 1E3SC6102OA3PPB1B3UG | NTM2013977/1 | SET OF MATERIALS/Screw set for expansion
Ericsson | 1E3SC6102OA3PPB1B3UG | RPM77701/00500 | CABLE WITH CONNECTOR/SIGNAL CABLE | 3 |  |  | B1-B3 | 1E3SC6102OA3PPB1B3UG | RPM77701/00500 | CABLE WITH CONNECTOR/SIGNAL CABLE
Ericsson | 1E3SC6102OA3PPB1B3UG | RPM77701/00700 | CABLE WITH CONNECTOR/SIGNAL CABLE | 2 |  |  | B1-B3 | 1E3SC6102OA3PPB1B3UG | RPM77701/00700 | CABLE WITH CONNECTOR/SIGNAL CABLE
Ericsson | 1E3SC6102OA3PPB1B3UG | RPM77701/01000 | CABLE WITH CONNECTOR/SIGNAL CABLE | 1 |  |  | B1-B3 | 1E3SC6102OA3PPB1B3UG | RPM77701/01000 | CABLE WITH CONNECTOR/SIGNAL CABLE
Ericsson | 1E3SC6102OA3PPB1B3UG | RPM777270/01000 | CABLE WITH CONNECTOR/POWER CABLE | 3 |  |  | B1-B3 | 1E3SC6102OA3PPB1B3UG | RPM777270/01000 | CABLE WITH CONNECTOR/POWER CABLE
Ericsson | 1E3SC6102OA3PPB1B3UG | SXA1344414/1 | MECHANICAL COMPONENT/Air outlet plate | 1 |  |  | B1-B3 | 1E3SC6102OA3PPB1B3UG | SXA1344414/1 | MECHANICAL COMPONENT/Air outlet plate
Ericsson | 1E3SC6102OA3PPB1B3UG | SXA2153864/1 | MECHANICAL COMPONENT/Guide rail | 2 |  |  | B1-B3 | 1E3SC6102OA3PPB1B3UG | SXA2153864/1 | MECHANICAL COMPONENT/Guide rail
Ericsson | 1E3SC6102OA3PPB1B3UG | SXA2155276/1 | MECHANICAL COMPONENT/PLATE 19 Dummy (1U) | 1 |  |  | B1-B3 | 1E3SC6102OA3PPB1B3UG | SXA2155276/1 | MECHANICAL COMPONENT/PLATE 19 Dummy (1U)
Ericsson | 1E3SC6102OA3PPB1B3UG | SXK1091052/1 | ASSEMBLED PARTS/SHU holder | 1 |  |  | B1-B3 | 1E3SC6102OA3PPB1B3UG | SXK1091052/1 | ASSEMBLED PARTS/SHU holder
Ericsson | 1E3SC6102OA3PPB1B3UG | SXK1091102/1 | ASSEMBLED PARTS/½U dummy (19) | 1 |  |  | B1-B3 | 1E3SC6102OA3PPB1B3UG | SXK1091102/1 | ASSEMBLED PARTS/½U dummy (19)
Ericsson | 1E3SC6102OA3PPB1B3UG | SXK1091601/1 | ASSEMBLED PARTS/Airplate Low flow | 1 |  |  | B1-B3 | 1E3SC6102OA3PPB1B3UG | SXK1091601/1 | ASSEMBLED PARTS/Airplate Low flow
Ericsson | 1E3SC6102OA3PPB1B3UG | SXK1091601/2 | ASSEMBLED PARTS/Airplate Medium flow | 1 |  |  | B1-B3 | 1E3SC6102OA3PPB1B3UG | SXK1091601/2 | ASSEMBLED PARTS/Airplate Medium flow
Ericsson | 1E3SC6102OA3PPB1B3UG | SXK1098115/1 | ASSEMBLED PARTS/Power subrack | 1 |  |  | B1-B3 | 1E3SC6102OA3PPB1B3UG | SXK1098115/1 | ASSEMBLED PARTS/Power subrack
Ericsson | 1E3SC6102OA3PPB1B3UG | SXK1098257/1 | DUMMY/Dummy unit (Power Subrack) | 4 |  |  | B1-B3 | 1E3SC6102OA3PPB1B3UG | SXK1098257/1 | DUMMY/Dummy unit (Power Subrack)
Ericsson | 1E3SC6102OA3PPL18B1B3UG | SXK1253086/1 | Cable guide | 3 |  |  | B1-B3 | 1E3SC6102OA3PPL18B1B3UG | SXK1253086/1 | Cable guide
Ericsson | 1E3SC6102OA3PPL18B1B3UG | KDV127621/11 | Baseband 6630 with fan | 3 |  |  | B1-B3 | 1E3SC6102OA3PPL18B1B3UG | KDV127621/11 | Baseband 6630 with fan
Ericsson | 1E3SC6102OA3PPL18B1B3UG | RPM777526/02000 | ET Power cable | 3 |  |  | B1-B3 | 1E3SC6102OA3PPL18B1B3UG | RPM777526/02000 | ET Power cable
Ericsson | 1E3SC6102OA3PPL18B1B3UG | RPM777567/05000 | Grounding Cable | 3 |  |  | B1-B3 | 1E3SC6102OA3PPL18B1B3UG | RPM777567/05000 | Grounding Cable
Ericsson | 1E3SC6102OA3PPL18B1B3UG | KRC161797/1 | RADIO UNIT/Radio 2238 B8 B20 B28B | 6 |  |  | B1-B3 | 1E3SC6102OA3PPL18B1B3UG | KRC161797/1 | RADIO UNIT/Radio 2238 B8 B20 B28B
Ericsson | 1E3SC6102OA3PPL18B1B3UG | RNT44737/01 | Circular Power Connector DC-C (2 wire) | 6 |  |  | B1-B3 | 1E3SC6102OA3PPL18B1B3UG | RNT44737/01 | Circular Power Connector DC-C (2 wire)
Ericsson | 1E3SC6102OA3PPL18B1B3UG | RDH10265/2 | SFP+ SM 10.3Gb/s 1.4km 1310nm | 6 |  |  | B1-B3 | 1E3SC6102OA3PPL18B1B3UG | RDH10265/2 | SFP+ SM 10.3Gb/s 1.4km 1310nm
Ericsson | 1E3SC6102OA3PPL18B1B3UG | RDH10265/2 | SFP+ SM 10.3Gb/s 1.4km 1310nm | 6 |  |  | B1-B3 | 1E3SC6102OA3PPL18B1B3UG | RDH10265/2 | SFP+ SM 10.3Gb/s 1.4km 1310nm
Ericsson | 1E3SC6102OA3PPL18B1B3UG | RDH10265/2 | SFP+ SM 10.3Gb/s 1.4km 1310nm | 3 |  |  | B1-B3 | 1E3SC6102OA3PPL18B1B3UG | RDH10265/2 | SFP+ SM 10.3Gb/s 1.4km 1310nm
Ericsson | 1E3SC6102OA3PPL18B1B3UG | RDH10265/2 | SFP+ SM 10.3Gb/s 1.4km 1310nm | 3 |  |  | B1-B3 | 1E3SC6102OA3PPL18B1B3UG | RDH10265/2 | SFP+ SM 10.3Gb/s 1.4km 1310nm
Ericsson | 1E3SC6102OA3PPL18B1B3UG | KRC161777/1 | RADIO UNIT/Radio 4480B1B3 | 3 |  |  | B1-B3 | 1E3SC6102OA3PPL18B1B3UG | KRC161777/1 | RADIO UNIT/Radio 4480B1B3
Ericsson | 1E3SC6102OA3PPL18B1B3UG | RNT44737/01 | Circular Power Connector DC-C (2 wire) | 3 |  |  | B1-B3 | 1E3SC6102OA3PPL18B1B3UG | RNT44737/01 | Circular Power Connector DC-C (2 wire)
Ericsson | 1E3SC6102OA3PPL18B1B3UG | BKV106246/1 | Fan tray, 24 VDC, 2.0 A, 358x29x54 mm (Radio 4480) | 3 |  |  | B1-B3 | 1E3SC6102OA3PPL18B1B3UG | BKV106246/1 | Fan tray, 24 VDC, 2.0 A, 358x29x54 mm (Radio 4480)
Ericsson | 1E3SC6102OA3PPL18B1B3UG | RDH10265/2 | SFP+ SM 10.3Gb/s 1.4km 1310nm | 6 |  |  | B1-B3 | 1E3SC6102OA3PPL18B1B3UG | RDH10265/2 | SFP+ SM 10.3Gb/s 1.4km 1310nm
Ericsson | 1E3SC6102OA3PPL18B1B3UG | RDH10265/2 | SFP+ SM 10.3Gb/s 1.4km 1310nm | 6 |  |  | B1-B3 | 1E3SC6102OA3PPL18B1B3UG | RDH10265/2 | SFP+ SM 10.3Gb/s 1.4km 1310nm
Ericsson | 1E3SC6102OA3PPL18B1B3UG | NFT30459/2 | Surge Protection Device, SPD -48V | 7 |  |  | B1-B3 | 1E3SC6102OA3PPL18B1B3UG | NFT30459/2 | Surge Protection Device, SPD -48V
Ericsson | 1E3SC6102OA3PPL18B1B3UG | RPM777193/01500 | CABLE WITH CONNECTOR/DC POWER CABLE | 7 |  |  | B1-B3 | 1E3SC6102OA3PPL18B1B3UG | RPM777193/01500 | CABLE WITH CONNECTOR/DC POWER CABLE
Ericsson | 1E3SC6102OA3PPL18B1B3UG | NFT30459/3 | Surge Protection Device, SPD -48V | 3 |  |  | B1-B3 | 1E3SC6102OA3PPL18B1B3UG | NFT30459/3 | Surge Protection Device, SPD -48V
Ericsson | 1E3SC6102OA3PPL18B1B3UG | RPM1192370/01500 | CABLE WITH CONNECTOR/DC POWER CABLE | 3 |  |  | B1-B3 | 1E3SC6102OA3PPL18B1B3UG | RPM1192370/01500 | CABLE WITH CONNECTOR/DC POWER CABLE
Ericsson | 1E3SC6102OA3PPL18B1B3UG | BMG980336/7 | PDU 01 04; Power Distribution Unit | 1 |  |  | B1-B3 | 1E3SC6102OA3PPL18B1B3UG | BMG980336/7 | PDU 01 04; Power Distribution Unit
Ericsson | 1E3SC6102OA3PPL18B1B3UG | RPM77701/00500 | CABLE WITH CONNECTOR/SIGNAL CABLE | 1 |  |  | B1-B3 | 1E3SC6102OA3PPL18B1B3UG | RPM77701/00500 | CABLE WITH CONNECTOR/SIGNAL CABLE
Ericsson | 1E3SC6102OA3PPL18B1B3UG | BML161184/1 | RECTIFIER/PSU AC 03; Power Supply Unit | 4 |  |  | B1-B3 | 1E3SC6102OA3PPL18B1B3UG | BML161184/1 | RECTIFIER/PSU AC 03; Power Supply Unit
Ericsson | 1E3SC6102OA3PPL18B1B3UG | BGK90118/2 | CONNECTION PANEL/SHU 02 01; Support HUB | 1 |  |  | B1-B3 | 1E3SC6102OA3PPL18B1B3UG | BGK90118/2 | CONNECTION PANEL/SHU 02 01; Support HUB
Ericsson | 1E3SC6102OA3PPL18B1B3UG | BMG980336/7 | DISTR. EQUIPMENT/PDU 01 04; Power Distribution Unit | 1 |  |  | B1-B3 | 1E3SC6102OA3PPL18B1B3UG | BMG980336/7 | DISTR. EQUIPMENT/PDU 01 04; Power Distribution Unit
Ericsson | 1E3SC6102OA3PPL18B1B3UG | SXK1252098/1 | PDU Cassette | 1 |  |  | B1-B3 | 1E3SC6102OA3PPL18B1B3UG | SXK1252098/1 | PDU Cassette
Ericsson | 1E3SC6102OA3PPL18B1B3UG | BGM136106/2 | PDU 03 02, Power Distribution | 1 |  |  | B1-B3 | 1E3SC6102OA3PPL18B1B3UG | BGM136106/2 | PDU 03 02, Power Distribution
Ericsson | 1E3SC6102OA3PPL18B1B3UG | NFS89973/6 | ECM 03 06; Electronic Circuit | 3 |  |  | B1-B3 | 1E3SC6102OA3PPL18B1B3UG | NFS89973/6 | ECM 03 06; Electronic Circuit
Ericsson | 1E3SC6102OA3PPL18B1B3UG | BMG980410/1 | DISTR. EQUIPMENT/BFU 01 03; Battery Fuse | 1 |  |  | B1-B3 | 1E3SC6102OA3PPL18B1B3UG | BMG980410/1 | DISTR. EQUIPMENT/BFU 01 03; Battery Fuse
Ericsson | 1E3SC6102OA3PPL18B1B3UG | BMG980390/10 | MAINS DISTR. UNIT/Optional AC-outlet | 1 |  |  | B1-B3 | 1E3SC6102OA3PPL18B1B3UG | BMG980390/10 | MAINS DISTR. UNIT/Optional AC-outlet
Ericsson | 1E3SC6102OA3PPL18B1B3UG | BML161184/1 | RECTIFIER/PSU AC 03; Power Supply Unit | 3 |  |  | B1-B3 | 1E3SC6102OA3PPL18B1B3UG | BML161184/1 | RECTIFIER/PSU AC 03; Power Supply Unit
Ericsson | 1E3SC6102OA3PPL18B1B3UG | NTM2013977/1 | SET OF MATERIALS/Screw set for expansion | 1 |  |  | B1-B3 | 1E3SC6102OA3PPL18B1B3UG | NTM2013977/1 | SET OF MATERIALS/Screw set for expansion
Ericsson | 1E3SC6102OA3PPL18B1B3UG | RPM77701/00500 | CABLE WITH CONNECTOR/SIGNAL CABLE | 3 |  |  | B1-B3 | 1E3SC6102OA3PPL18B1B3UG | RPM77701/00500 | CABLE WITH CONNECTOR/SIGNAL CABLE
Ericsson | 1E3SC6102OA3PPL18B1B3UG | RPM77701/00700 | CABLE WITH CONNECTOR/SIGNAL CABLE | 2 |  |  | B1-B3 | 1E3SC6102OA3PPL18B1B3UG | RPM77701/00700 | CABLE WITH CONNECTOR/SIGNAL CABLE
Ericsson | 1E3SC6102OA3PPL18B1B3UG | RPM77701/01000 | CABLE WITH CONNECTOR/SIGNAL CABLE | 1 |  |  | B1-B3 | 1E3SC6102OA3PPL18B1B3UG | RPM77701/01000 | CABLE WITH CONNECTOR/SIGNAL CABLE
Ericsson | 1E3SC6102OA3PPL18B1B3UG | RPM777270/01000 | CABLE WITH CONNECTOR/POWER CABLE | 3 |  |  | B1-B3 | 1E3SC6102OA3PPL18B1B3UG | RPM777270/01000 | CABLE WITH CONNECTOR/POWER CABLE
Ericsson | 1E3SC6102OA3PPL18B1B3UG | SXA1344414/1 | MECHANICAL COMPONENT/Air outlet plate | 1 |  |  | B1-B3 | 1E3SC6102OA3PPL18B1B3UG | SXA1344414/1 | MECHANICAL COMPONENT/Air outlet plate
Ericsson | 1E3SC6102OA3PPL18B1B3UG | SXA2153864/1 | MECHANICAL COMPONENT/Guide rail | 2 |  |  | B1-B3 | 1E3SC6102OA3PPL18B1B3UG | SXA2153864/1 | MECHANICAL COMPONENT/Guide rail
Ericsson | 1E3SC6102OA3PPL18B1B3UG | SXA2155276/1 | MECHANICAL COMPONENT/PLATE 19 Dummy (1U) | 1 |  |  | B1-B3 | 1E3SC6102OA3PPL18B1B3UG | SXA2155276/1 | MECHANICAL COMPONENT/PLATE 19 Dummy (1U)
Ericsson | 1E3SC6102OA3PPL18B1B3UG | SXK1091052/1 | ASSEMBLED PARTS/SHU holder | 1 |  |  | B1-B3 | 1E3SC6102OA3PPL18B1B3UG | SXK1091052/1 | ASSEMBLED PARTS/SHU holder
Ericsson | 1E3SC6102OA3PPL18B1B3UG | SXK1091102/1 | ASSEMBLED PARTS/½U dummy (19) | 1 |  |  | B1-B3 | 1E3SC6102OA3PPL18B1B3UG | SXK1091102/1 | ASSEMBLED PARTS/½U dummy (19)
Ericsson | 1E3SC6102OA3PPL18B1B3UG | SXK1091601/1 | ASSEMBLED PARTS/Airplate Low flow | 1 |  |  | B1-B3 | 1E3SC6102OA3PPL18B1B3UG | SXK1091601/1 | ASSEMBLED PARTS/Airplate Low flow
Ericsson | 1E3SC6102OA3PPL18B1B3UG | SXK1091601/2 | ASSEMBLED PARTS/Airplate Medium flow | 1 |  |  | B1-B3 | 1E3SC6102OA3PPL18B1B3UG | SXK1091601/2 | ASSEMBLED PARTS/Airplate Medium flow
Ericsson | 1E3SC6102OA3PPL18B1B3UG | SXK1098115/1 | ASSEMBLED PARTS/Power subrack | 1 |  |  | B1-B3 | 1E3SC6102OA3PPL18B1B3UG | SXK1098115/1 | ASSEMBLED PARTS/Power subrack
Ericsson | 1E3SC6102OA3PPL18B1B3UG | SXK1098257/1 | DUMMY/Dummy unit (Power Subrack) | 4 |  |  | B1-B3 | 1E3SC6102OA3PPL18B1B3UG | SXK1098257/1 | DUMMY/Dummy unit (Power Subrack)
Ericsson | 1E3LC6201IDRUSBBUG | KDV127621/11 | Baseband 6630 with fan | 2 |  |  | B1-B3 | 1E3LC6201IDRUSBBUG | KDV127621/11 | Baseband 6630 with fan
Ericsson | 1E3LC6201IDRUSBBUG | RPM777526/02000 | ET Power cable | 2 |  |  | B1-B3 | 1E3LC6201IDRUSBBUG | RPM777526/02000 | ET Power cable
Ericsson | 1E3LC6201IDRUSBBUG | RPM777567/05000 | Grounding Cable | 2 |  |  | B1-B3 | 1E3LC6201IDRUSBBUG | RPM777567/05000 | Grounding Cable
Ericsson | 1E3LC6201IDRUSBBUG | SXK1253086/1 | Cable guide | 2 |  |  | B1-B3 | 1E3LC6201IDRUSBBUG | SXK1253086/1 | Cable guide
Ericsson | 1E3LC6102OARUSBBUG | KDV127621/11 | Baseband 6630 with fan | 2 |  |  | B1-B3 | 1E3LC6102OARUSBBUG | KDV127621/11 | Baseband 6630 with fan
Ericsson | 1E3LC6102OARUSBBUG | RPM777526/02000 | ET Power cable | 2 |  |  | B1-B3 | 1E3LC6102OARUSBBUG | RPM777526/02000 | ET Power cable
Ericsson | 1E3LC6102OARUSBBUG | RPM777567/05000 | Grounding Cable | 2 |  |  | B1-B3 | 1E3LC6102OARUSBBUG | RPM777567/05000 | Grounding Cable
Ericsson | 1E3LC6102OARUSBBUG | SXK1253086/1 | Cable guide | 2 |  |  | B1-B3 | 1E3LC6102OARUSBBUG | SXK1253086/1 | Cable guide
TEF | 1E3LC6201IDBBUG | KRC161797/1 | RADIO UNIT/Radio 2238 B8 B20 B28B | 3 |  |  | B1-B3 | 1E3LC6201IDBBUG | KRC161797/1 | RADIO UNIT/Radio 2238 B8 B20 B28B
TEF | 1E3LC6201IDBBUG | RNT44737/01 | Circular Power Connector DC-C (2 wire) | 3 |  |  | B1-B3 | 1E3LC6201IDBBUG | RNT44737/01 | Circular Power Connector DC-C (2 wire)
Ericsson | 1E3LC6201IDBBUG | RDH10265/2 | SFP+ SM 10.3Gb/s 1.4km 1310nm | 6 |  |  | B1-B3 | 1E3LC6201IDBBUG | RDH10265/2 | SFP+ SM 10.3Gb/s 1.4km 1310nm
TEF | 1E3LC6201IDBBUG | RDH10265/2 | SFP+ SM 10.3Gb/s 1.4km 1310nm | 6 |  |  | B1-B3 | 1E3LC6201IDBBUG | RDH10265/2 | SFP+ SM 10.3Gb/s 1.4km 1310nm
Ericsson | 1E3LC6201IDBBUG | SXA1342193/1 | MECHANICAL COMPONENT/Dummy 62 | 6 |  |  | B1-B3 | 1E3LC6201IDBBUG | SXA1342193/1 | MECHANICAL COMPONENT/Dummy 62
TEF | 1E3LC6102OABBUG | KRC161797/1 | RADIO UNIT/Radio 2238 B8 B20 B28B | 3 |  |  | B1-B3 | 1E3LC6102OABBUG | KRC161797/1 | RADIO UNIT/Radio 2238 B8 B20 B28B
TEF | 1E3LC6102OABBUG | RNT44737/01 | Circular Power Connector DC-C (2 wire) | 3 |  |  | B1-B3 | 1E3LC6102OABBUG | RNT44737/01 | Circular Power Connector DC-C (2 wire)
Ericsson | 1E3LC6102OABBUG | RDH10265/2 | SFP+ SM 10.3Gb/s 1.4km 1310nm | 6 |  |  | B1-B3 | 1E3LC6102OABBUG | RDH10265/2 | SFP+ SM 10.3Gb/s 1.4km 1310nm
TEF | 1E3LC6102OABBUG | RDH10265/2 | SFP+ SM 10.3Gb/s 1.4km 1310nm | 6 |  |  | B1-B3 | 1E3LC6102OABBUG | RDH10265/2 | SFP+ SM 10.3Gb/s 1.4km 1310nm
Ericsson | 1E3LC6102OABBUG | SXA1342193/1 | MECHANICAL COMPONENT/Dummy 62 | 6 |  |  | B1-B3 | 1E3LC6102OABBUG | SXA1342193/1 | MECHANICAL COMPONENT/Dummy 62
Ericsson | 1E3LC6102OABBUG | BMG980336/7 | PDU 01 04; Power Distribution Unit | 1 |  |  | B1-B3 | 1E3LC6102OABBUG | BMG980336/7 | PDU 01 04; Power Distribution Unit
Ericsson | 1E3LC6102OABBUG | RPM77701/00500 | CABLE WITH CONNECTOR/SIGNAL CABLE | 1 |  |  | B1-B3 | 1E3LC6102OABBUG | RPM77701/00500 | CABLE WITH CONNECTOR/SIGNAL CABLE
Ericsson | 1E3LC6102OABBUG | NFT30459/2 | Surge Protection Device, SPD -48V | 3 |  |  | B1-B3 | 1E3LC6102OABBUG | NFT30459/2 | Surge Protection Device, SPD -48V
Ericsson | 1E3LC6102OABBUG | RPM777193/01500 | CABLE WITH CONNECTOR/DC POWER CABLE | 3 |  |  | B1-B3 | 1E3LC6102OABBUG | RPM777193/01500 | CABLE WITH CONNECTOR/DC POWER CABLE
Ericsson | 1E3LC6102OABBUG | NTM1012478/1 | SET OF MATERIALS/Grounding plate Hybrid | 1 |  |  | B1-B3 | 1E3LC6102OABBUG | NTM1012478/1 | SET OF MATERIALS/Grounding plate Hybrid
Ericsson | 1E3LC6201IDRUSBBUG + 1E3LC6201IDBBUG | KDV127621/11 | Baseband 6630 with fan | 2 |  |  | B1-B3 | 1E3LC6201IDRUSBBUG + 1E3LC6201IDBBUG | KDV127621/11 | Baseband 6630 with fan
Ericsson | 1E3LC6201IDRUSBBUG + 1E3LC6201IDBBUG | RPM777526/02000 | ET Power cable | 2 |  |  | B1-B3 | 1E3LC6201IDRUSBBUG + 1E3LC6201IDBBUG | RPM777526/02000 | ET Power cable
Ericsson | 1E3LC6201IDRUSBBUG + 1E3LC6201IDBBUG | RPM777567/05000 | Grounding Cable | 2 |  |  | B1-B3 | 1E3LC6201IDRUSBBUG + 1E3LC6201IDBBUG | RPM777567/05000 | Grounding Cable
Ericsson | 1E3LC6201IDRUSBBUG + 1E3LC6201IDBBUG | SXK1253086/1 | Cable guide | 2 |  |  | B1-B3 | 1E3LC6201IDRUSBBUG + 1E3LC6201IDBBUG | SXK1253086/1 | Cable guide
TEF | 1E3LC6201IDRUSBBUG + 1E3LC6201IDBBUG | KRC161797/1 | RADIO UNIT/Radio 2238 B8 B20 B28B | 3 |  |  | B1-B3 | 1E3LC6201IDRUSBBUG + 1E3LC6201IDBBUG | KRC161797/1 | RADIO UNIT/Radio 2238 B8 B20 B28B
TEF | 1E3LC6201IDRUSBBUG + 1E3LC6201IDBBUG | RNT44737/01 | Circular Power Connector DC-C (2 wire) | 3 |  |  | B1-B3 | 1E3LC6201IDRUSBBUG + 1E3LC6201IDBBUG | RNT44737/01 | Circular Power Connector DC-C (2 wire)
Ericsson | 1E3LC6201IDRUSBBUG + 1E3LC6201IDBBUG | RDH10265/2 | SFP+ SM 10.3Gb/s 1.4km 1310nm | 6 |  |  | B1-B3 | 1E3LC6201IDRUSBBUG + 1E3LC6201IDBBUG | RDH10265/2 | SFP+ SM 10.3Gb/s 1.4km 1310nm
TEF | 1E3LC6201IDRUSBBUG + 1E3LC6201IDBBUG | RDH10265/2 | SFP+ SM 10.3Gb/s 1.4km 1310nm | 6 |  |  | B1-B3 | 1E3LC6201IDRUSBBUG + 1E3LC6201IDBBUG | RDH10265/2 | SFP+ SM 10.3Gb/s 1.4km 1310nm
Ericsson | 1E3LC6201IDRUSBBUG + 1E3LC6201IDBBUG | SXA1342193/1 | MECHANICAL COMPONENT/Dummy 62 | 6 |  |  | B1-B3 | 1E3LC6201IDRUSBBUG + 1E3LC6201IDBBUG | SXA1342193/1 | MECHANICAL COMPONENT/Dummy 62
Ericsson | 1E3LC6102OARUSBBUG + 1E3LC6102OABBUG | KDV127621/11 | Baseband 6630 with fan | 2 |  |  | B1-B3 | 1E3LC6102OARUSBBUG + 1E3LC6102OABBUG | KDV127621/11 | Baseband 6630 with fan
Ericsson | 1E3LC6102OARUSBBUG + 1E3LC6102OABBUG | RPM777526/02000 | ET Power cable | 2 |  |  | B1-B3 | 1E3LC6102OARUSBBUG + 1E3LC6102OABBUG | RPM777526/02000 | ET Power cable
Ericsson | 1E3LC6102OARUSBBUG + 1E3LC6102OABBUG | RPM777567/05000 | Grounding Cable | 2 |  |  | B1-B3 | 1E3LC6102OARUSBBUG + 1E3LC6102OABBUG | RPM777567/05000 | Grounding Cable
Ericsson | 1E3LC6102OARUSBBUG + 1E3LC6102OABBUG | SXK1253086/1 | Cable guide | 2 |  |  | B1-B3 | 1E3LC6102OARUSBBUG + 1E3LC6102OABBUG | SXK1253086/1 | Cable guide
TEF | 1E3LC6102OARUSBBUG + 1E3LC6102OABBUG | KRC161797/1 | RADIO UNIT/Radio 2238 B8 B20 B28B | 3 |  |  | B1-B3 | 1E3LC6102OARUSBBUG + 1E3LC6102OABBUG | KRC161797/1 | RADIO UNIT/Radio 2238 B8 B20 B28B
TEF | 1E3LC6102OARUSBBUG + 1E3LC6102OABBUG | RNT44737/01 | Circular Power Connector DC-C (2 wire) | 3 |  |  | B1-B3 | 1E3LC6102OARUSBBUG + 1E3LC6102OABBUG | RNT44737/01 | Circular Power Connector DC-C (2 wire)
Ericsson | 1E3LC6102OARUSBBUG + 1E3LC6102OABBUG | RDH10265/2 | SFP+ SM 10.3Gb/s 1.4km 1310nm | 6 |  |  | B1-B3 | 1E3LC6102OARUSBBUG + 1E3LC6102OABBUG | RDH10265/2 | SFP+ SM 10.3Gb/s 1.4km 1310nm
TEF | 1E3LC6102OARUSBBUG + 1E3LC6102OABBUG | RDH10265/2 | SFP+ SM 10.3Gb/s 1.4km 1310nm | 6 |  |  | B1-B3 | 1E3LC6102OARUSBBUG + 1E3LC6102OABBUG | RDH10265/2 | SFP+ SM 10.3Gb/s 1.4km 1310nm
Ericsson | 1E3LC6102OARUSBBUG + 1E3LC6102OABBUG | SXA1342193/1 | MECHANICAL COMPONENT/Dummy 62 | 6 |  |  | B1-B3 | 1E3LC6102OARUSBBUG + 1E3LC6102OABBUG | SXA1342193/1 | MECHANICAL COMPONENT/Dummy 62
Ericsson | 1E3LC6102OARUSBBUG + 1E3LC6102OABBUG | BMG980336/7 | PDU 01 04; Power Distribution Unit | 1 |  |  | B1-B3 | 1E3LC6102OARUSBBUG + 1E3LC6102OABBUG | BMG980336/7 | PDU 01 04; Power Distribution Unit
Ericsson | 1E3LC6102OARUSBBUG + 1E3LC6102OABBUG | RPM77701/00500 | CABLE WITH CONNECTOR/SIGNAL CABLE | 1 |  |  | B1-B3 | 1E3LC6102OARUSBBUG + 1E3LC6102OABBUG | RPM77701/00500 | CABLE WITH CONNECTOR/SIGNAL CABLE
Ericsson | 1E3LC6102OARUSBBUG + 1E3LC6102OABBUG | NFT30459/2 | Surge Protection Device, SPD -48V | 3 |  |  | B1-B3 | 1E3LC6102OARUSBBUG + 1E3LC6102OABBUG | NFT30459/2 | Surge Protection Device, SPD -48V
Ericsson | 1E3LC6102OARUSBBUG + 1E3LC6102OABBUG | RPM777193/01500 | CABLE WITH CONNECTOR/DC POWER CABLE | 3 |  |  | B1-B3 | 1E3LC6102OARUSBBUG + 1E3LC6102OABBUG | RPM777193/01500 | CABLE WITH CONNECTOR/DC POWER CABLE
Ericsson | 1E3LC6102OARUSBBUG + 1E3LC6102OABBUG | NTM1012478/1 | SET OF MATERIALS/Grounding plate Hybrid | 1 |  |  | B1-B3 | 1E3LC6102OARUSBBUG + 1E3LC6102OABBUG | NTM1012478/1 | SET OF MATERIALS/Grounding plate Hybrid
Ericsson | 1E2LC6201IDRUSBBUG | KDV127621/11 | Baseband 6630 with fan | 2 |  |  | B1-B3 | 1E2LC6201IDRUSBBUG | KDV127621/11 | Baseband 6630 with fan
Ericsson | 1E2LC6201IDRUSBBUG | RPM777526/02000 | ET Power cable | 2 |  |  | B1-B3 | 1E2LC6201IDRUSBBUG | RPM777526/02000 | ET Power cable
Ericsson | 1E2LC6201IDRUSBBUG | RPM777567/05000 | Grounding Cable | 2 |  |  | B1-B3 | 1E2LC6201IDRUSBBUG | RPM777567/05000 | Grounding Cable
Ericsson | 1E2LC6201IDRUSBBUG | SXK1253086/1 | Cable guide | 2 |  |  | B1-B3 | 1E2LC6201IDRUSBBUG | SXK1253086/1 | Cable guide
Ericsson | 1E2LC6201IDRUSBBUG | SXA1342193/2 | MECHANICAL COMPONENT/Dummy 31 | 2 |  |  | B1-B3 | 1E2LC6201IDRUSBBUG | SXA1342193/2 | MECHANICAL COMPONENT/Dummy 31
Ericsson | 1E2LC6102OARUSBBUG | KDV127621/11 | Baseband 6630 with fan | 2 |  |  | B1-B3 | 1E2LC6102OARUSBBUG | KDV127621/11 | Baseband 6630 with fan
Ericsson | 1E2LC6102OARUSBBUG | RPM777526/02000 | ET Power cable | 2 |  |  | B1-B3 | 1E2LC6102OARUSBBUG | RPM777526/02000 | ET Power cable
Ericsson | 1E2LC6102OARUSBBUG | RPM777567/05000 | Grounding Cable | 2 |  |  | B1-B3 | 1E2LC6102OARUSBBUG | RPM777567/05000 | Grounding Cable
Ericsson | 1E2LC6102OARUSBBUG | SXK1253086/1 | Cable guide | 2 |  |  | B1-B3 | 1E2LC6102OARUSBBUG | SXK1253086/1 | Cable guide
Ericsson | 1E2LC6102OARUSBBUG | SXA1342193/2 | MECHANICAL COMPONENT/Dummy 31 | 2 |  |  | B1-B3 | 1E2LC6102OARUSBBUG | SXA1342193/2 | MECHANICAL COMPONENT/Dummy 31
TEF | 1E2LC6201IDBBUG | KRC161797/1 | RADIO UNIT/Radio 2238 B8 B20 B28B | 2 |  |  | B1-B3 | 1E2LC6201IDBBUG | KRC161797/1 | RADIO UNIT/Radio 2238 B8 B20 B28B
TEF | 1E2LC6201IDBBUG | RNT44737/01 | Circular Power Connector DC-C (2 wire) | 2 |  |  | B1-B3 | 1E2LC6201IDBBUG | RNT44737/01 | Circular Power Connector DC-C (2 wire)
Ericsson | 1E2LC6201IDBBUG | RDH10265/2 | SFP+ SM 10.3Gb/s 1.4km 1310nm | 4 |  |  | B1-B3 | 1E2LC6201IDBBUG | RDH10265/2 | SFP+ SM 10.3Gb/s 1.4km 1310nm
TEF | 1E2LC6201IDBBUG | RDH10265/2 | SFP+ SM 10.3Gb/s 1.4km 1310nm | 4 |  |  | B1-B3 | 1E2LC6201IDBBUG | RDH10265/2 | SFP+ SM 10.3Gb/s 1.4km 1310nm
Ericsson | 1E2LC6201IDBBUG | SXA1342193/1 | MECHANICAL COMPONENT/Dummy 62 | 4 |  |  | B1-B3 | 1E2LC6201IDBBUG | SXA1342193/1 | MECHANICAL COMPONENT/Dummy 62
TEF | 1E2LC6102OABBUG | KRC161797/1 | RADIO UNIT/Radio 2238 B8 B20 B28B | 2 |  |  | B1-B3 | 1E2LC6102OABBUG | KRC161797/1 | RADIO UNIT/Radio 2238 B8 B20 B28B
TEF | 1E2LC6102OABBUG | RNT44737/01 | Circular Power Connector DC-C (2 wire) | 2 |  |  | B1-B3 | 1E2LC6102OABBUG | RNT44737/01 | Circular Power Connector DC-C (2 wire)
Ericsson | 1E2LC6102OABBUG | RDH10265/2 | SFP+ SM 10.3Gb/s 1.4km 1310nm | 4 |  |  | B1-B3 | 1E2LC6102OABBUG | RDH10265/2 | SFP+ SM 10.3Gb/s 1.4km 1310nm
TEF | 1E2LC6102OABBUG | RDH10265/2 | SFP+ SM 10.3Gb/s 1.4km 1310nm | 4 |  |  | B1-B3 | 1E2LC6102OABBUG | RDH10265/2 | SFP+ SM 10.3Gb/s 1.4km 1310nm
Ericsson | 1E2LC6102OABBUG | SXA1342193/1 | MECHANICAL COMPONENT/Dummy 62 | 4 |  |  | B1-B3 | 1E2LC6102OABBUG | SXA1342193/1 | MECHANICAL COMPONENT/Dummy 62
Ericsson | 1E2LC6102OABBUG | BMG980336/7 | PDU 01 04; Power Distribution Unit | 1 |  |  | B1-B3 | 1E2LC6102OABBUG | BMG980336/7 | PDU 01 04; Power Distribution Unit
Ericsson | 1E2LC6102OABBUG | RPM77701/00500 | CABLE WITH CONNECTOR/SIGNAL CABLE | 1 |  |  | B1-B3 | 1E2LC6102OABBUG | RPM77701/00500 | CABLE WITH CONNECTOR/SIGNAL CABLE
Ericsson | 1E2LC6102OABBUG | NFT30459/2 | Surge Protection Device, SPD -48V | 2 |  |  | B1-B3 | 1E2LC6102OABBUG | NFT30459/2 | Surge Protection Device, SPD -48V
Ericsson | 1E2LC6102OABBUG | RPM777193/01500 | CABLE WITH CONNECTOR/DC POWER CABLE | 2 |  |  | B1-B3 | 1E2LC6102OABBUG | RPM777193/01500 | CABLE WITH CONNECTOR/DC POWER CABLE
Ericsson | 1E2LC6102OABBUG | NTM1012478/1 | SET OF MATERIALS/Grounding plate Hybrid | 1 |  |  | B1-B3 | 1E2LC6102OABBUG | NTM1012478/1 | SET OF MATERIALS/Grounding plate Hybrid
Ericsson | 1E2LC6201IDRUSBBUG + 1E2LC6201IDBBUG | KDV127621/11 | Baseband 6630 with fan | 2 |  |  | B1-B3 | 1E2LC6201IDRUSBBUG + 1E2LC6201IDBBUG | KDV127621/11 | Baseband 6630 with fan
Ericsson | 1E2LC6201IDRUSBBUG + 1E2LC6201IDBBUG | RPM777526/02000 | ET Power cable | 2 |  |  | B1-B3 | 1E2LC6201IDRUSBBUG + 1E2LC6201IDBBUG | RPM777526/02000 | ET Power cable
Ericsson | 1E2LC6201IDRUSBBUG + 1E2LC6201IDBBUG | RPM777567/05000 | Grounding Cable | 2 |  |  | B1-B3 | 1E2LC6201IDRUSBBUG + 1E2LC6201IDBBUG | RPM777567/05000 | Grounding Cable
Ericsson | 1E2LC6201IDRUSBBUG + 1E2LC6201IDBBUG | SXK1253086/1 | Cable guide | 2 |  |  | B1-B3 | 1E2LC6201IDRUSBBUG + 1E2LC6201IDBBUG | SXK1253086/1 | Cable guide
TEF | 1E2LC6201IDRUSBBUG + 1E2LC6201IDBBUG | KRC161797/1 | RADIO UNIT/Radio 2238 B8 B20 B28B | 2 |  |  | B1-B3 | 1E2LC6201IDRUSBBUG + 1E2LC6201IDBBUG | KRC161797/1 | RADIO UNIT/Radio 2238 B8 B20 B28B
TEF | 1E2LC6201IDRUSBBUG + 1E2LC6201IDBBUG | RNT44737/01 | Circular Power Connector DC-C (2 wire) | 2 |  |  | B1-B3 | 1E2LC6201IDRUSBBUG + 1E2LC6201IDBBUG | RNT44737/01 | Circular Power Connector DC-C (2 wire)
Ericsson | 1E2LC6201IDRUSBBUG + 1E2LC6201IDBBUG | RDH10265/2 | SFP+ SM 10.3Gb/s 1.4km 1310nm | 4 |  |  | B1-B3 | 1E2LC6201IDRUSBBUG + 1E2LC6201IDBBUG | RDH10265/2 | SFP+ SM 10.3Gb/s 1.4km 1310nm
TEF | 1E2LC6201IDRUSBBUG + 1E2LC6201IDBBUG | RDH10265/2 | SFP+ SM 10.3Gb/s 1.4km 1310nm | 4 |  |  | B1-B3 | 1E2LC6201IDRUSBBUG + 1E2LC6201IDBBUG | RDH10265/2 | SFP+ SM 10.3Gb/s 1.4km 1310nm
Ericsson | 1E2LC6201IDRUSBBUG + 1E2LC6201IDBBUG | SXA1342193/1 | MECHANICAL COMPONENT/Dummy 62 | 4 |  |  | B1-B3 | 1E2LC6201IDRUSBBUG + 1E2LC6201IDBBUG | SXA1342193/1 | MECHANICAL COMPONENT/Dummy 62
Ericsson | 1E2LC6102OARUSBBUG + 1E2LC6102OABBUG | KDV127621/11 | Baseband 6630 with fan | 2 |  |  | B1-B3 | 1E2LC6102OARUSBBUG + 1E2LC6102OABBUG | KDV127621/11 | Baseband 6630 with fan
Ericsson | 1E2LC6102OARUSBBUG + 1E2LC6102OABBUG | RPM777526/02000 | ET Power cable | 2 |  |  | B1-B3 | 1E2LC6102OARUSBBUG + 1E2LC6102OABBUG | RPM777526/02000 | ET Power cable
Ericsson | 1E2LC6102OARUSBBUG + 1E2LC6102OABBUG | RPM777567/05000 | Grounding Cable | 2 |  |  | B1-B3 | 1E2LC6102OARUSBBUG + 1E2LC6102OABBUG | RPM777567/05000 | Grounding Cable
Ericsson | 1E2LC6102OARUSBBUG + 1E2LC6102OABBUG | SXK1253086/1 | Cable guide | 2 |  |  | B1-B3 | 1E2LC6102OARUSBBUG + 1E2LC6102OABBUG | SXK1253086/1 | Cable guide
TEF | 1E2LC6102OARUSBBUG + 1E2LC6102OABBUG | KRC161797/1 | RADIO UNIT/Radio 2238 B8 B20 B28B | 2 |  |  | B1-B3 | 1E2LC6102OARUSBBUG + 1E2LC6102OABBUG | KRC161797/1 | RADIO UNIT/Radio 2238 B8 B20 B28B
TEF | 1E2LC6102OARUSBBUG + 1E2LC6102OABBUG | RNT44737/01 | Circular Power Connector DC-C (2 wire) | 2 |  |  | B1-B3 | 1E2LC6102OARUSBBUG + 1E2LC6102OABBUG | RNT44737/01 | Circular Power Connector DC-C (2 wire)
Ericsson | 1E2LC6102OARUSBBUG + 1E2LC6102OABBUG | RDH10265/2 | SFP+ SM 10.3Gb/s 1.4km 1310nm | 4 |  |  | B1-B3 | 1E2LC6102OARUSBBUG + 1E2LC6102OABBUG | RDH10265/2 | SFP+ SM 10.3Gb/s 1.4km 1310nm
TEF | 1E2LC6102OARUSBBUG + 1E2LC6102OABBUG | RDH10265/2 | SFP+ SM 10.3Gb/s 1.4km 1310nm | 4 |  |  | B1-B3 | 1E2LC6102OARUSBBUG + 1E2LC6102OABBUG | RDH10265/2 | SFP+ SM 10.3Gb/s 1.4km 1310nm
Ericsson | 1E2LC6102OARUSBBUG + 1E2LC6102OABBUG | SXA1342193/1 | MECHANICAL COMPONENT/Dummy 62 | 4 |  |  | B1-B3 | 1E2LC6102OARUSBBUG + 1E2LC6102OABBUG | SXA1342193/1 | MECHANICAL COMPONENT/Dummy 62
Ericsson | 1E2LC6102OARUSBBUG + 1E2LC6102OABBUG | BMG980336/7 | PDU 01 04; Power Distribution Unit | 1 |  |  | B1-B3 | 1E2LC6102OARUSBBUG + 1E2LC6102OABBUG | BMG980336/7 | PDU 01 04; Power Distribution Unit
Ericsson | 1E2LC6102OARUSBBUG + 1E2LC6102OABBUG | RPM77701/00500 | CABLE WITH CONNECTOR/SIGNAL CABLE | 1 |  |  | B1-B3 | 1E2LC6102OARUSBBUG + 1E2LC6102OABBUG | RPM77701/00500 | CABLE WITH CONNECTOR/SIGNAL CABLE
Ericsson | 1E2LC6102OARUSBBUG + 1E2LC6102OABBUG | NFT30459/2 | Surge Protection Device, SPD -48V | 2 |  |  | B1-B3 | 1E2LC6102OARUSBBUG + 1E2LC6102OABBUG | NFT30459/2 | Surge Protection Device, SPD -48V
Ericsson | 1E2LC6102OARUSBBUG + 1E2LC6102OABBUG | RPM777193/01500 | CABLE WITH CONNECTOR/DC POWER CABLE | 2 |  |  | B1-B3 | 1E2LC6102OARUSBBUG + 1E2LC6102OABBUG | RPM777193/01500 | CABLE WITH CONNECTOR/DC POWER CABLE
Ericsson | 1E2LC6102OARUSBBUG + 1E2LC6102OABBUG | NTM1012478/1 | SET OF MATERIALS/Grounding plate Hybrid | 1 |  |  | B1-B3 | 1E2LC6102OARUSBBUG + 1E2LC6102OABBUG | NTM1012478/1 | SET OF MATERIALS/Grounding plate Hybrid
TEF | 6E3OAB2V26 | KRC161676/1 | TRANSCEIVER/Radio 4415 B7A;Radio Unit | 3 |  |  | B1-B3 | 6E3OAB2V26 | KRC161676/1 | TRANSCEIVER/Radio 4415 B7A;Radio Unit
TEF | 6E3OAB2V26 | RNT44737/01 | Circular Power Connector DC-C (2 wire) | 3 |  |  | B1-B3 | 6E3OAB2V26 | RNT44737/01 | Circular Power Connector DC-C (2 wire)
TEF | 6E3OAB2V26 | RDH10265/2 | SFP+ SM 10.3Gb/s 1.4km 1310nm | 3 |  |  | B1-B3 | 6E3OAB2V26 | RDH10265/2 | SFP+ SM 10.3Gb/s 1.4km 1310nm
Ericsson | 6E3OAB2V26 | RDH10265/2 | SFP+ SM 10.3Gb/s 1.4km 1310nm | 3 |  |  | B1-B3 | 6E3OAB2V26 | RDH10265/2 | SFP+ SM 10.3Gb/s 1.4km 1310nm
Ericsson | 6E3OAB2V26 | RPM777193/01500 | CABLE WITH CONNECTOR/DC POWER CABLE | 3 |  |  | B1-B3 | 6E3OAB2V26 | RPM777193/01500 | CABLE WITH CONNECTOR/DC POWER CABLE
Ericsson | 6E3OAB2V26 | NFT30459/2 | Surge Protection Device, SPD -48V | 3 |  |  | B1-B3 | 6E3OAB2V26 | NFT30459/2 | Surge Protection Device, SPD -48V
TEF | 6E2OAB2V26 | KRC161676/1 | TRANSCEIVER/Radio 4415 B7A;Radio Unit | 2 |  |  | B1-B3 | 6E2OAB2V26 | KRC161676/1 | TRANSCEIVER/Radio 4415 B7A;Radio Unit
TEF | 6E2OAB2V26 | RNT44737/01 | Circular Power Connector DC-C (2 wire) | 2 |  |  | B1-B3 | 6E2OAB2V26 | RNT44737/01 | Circular Power Connector DC-C (2 wire)
TEF | 6E2OAB2V26 | RDH10265/2 | SFP+ SM 10.3Gb/s 1.4km 1310nm | 2 |  |  | B1-B3 | 6E2OAB2V26 | RDH10265/2 | SFP+ SM 10.3Gb/s 1.4km 1310nm
Ericsson | 6E2OAB2V26 | RDH10265/2 | SFP+ SM 10.3Gb/s 1.4km 1310nm | 2 |  |  | B1-B3 | 6E2OAB2V26 | RDH10265/2 | SFP+ SM 10.3Gb/s 1.4km 1310nm
Ericsson | 6E2OAB2V26 | RPM777193/01500 | CABLE WITH CONNECTOR/DC POWER CABLE | 2 |  |  | B1-B3 | 6E2OAB2V26 | RPM777193/01500 | CABLE WITH CONNECTOR/DC POWER CABLE
Ericsson | 6E2OAB2V26 | NFT30459/2 | Surge Protection Device, SPD -48V | 2 |  |  | B1-B3 | 6E2OAB2V26 | NFT30459/2 | Surge Protection Device, SPD -48V
TEF | 6E3OAPSUB2V26 | KRC161676/1 | TRANSCEIVER/Radio 4415 B7A;Radio Unit | 3 |  |  | B1-B3 | 6E3OAPSUB2V26 | KRC161676/1 | TRANSCEIVER/Radio 4415 B7A;Radio Unit
TEF | 6E3OAPSUB2V26 | RNT44737/01 | Circular Power Connector DC-C (2 wire) | 3 |  |  | B1-B3 | 6E3OAPSUB2V26 | RNT44737/01 | Circular Power Connector DC-C (2 wire)
TEF | 6E3OAPSUB2V26 | RDH10265/2 | SFP+ SM 10.3Gb/s 1.4km 1310nm | 3 |  |  | B1-B3 | 6E3OAPSUB2V26 | RDH10265/2 | SFP+ SM 10.3Gb/s 1.4km 1310nm
Ericsson | 6E3OAPSUB2V26 | RDH10265/2 | SFP+ SM 10.3Gb/s 1.4km 1310nm | 3 |  |  | B1-B3 | 6E3OAPSUB2V26 | RDH10265/2 | SFP+ SM 10.3Gb/s 1.4km 1310nm
Ericsson | 6E3OAPSUB2V26 | RPM777193/01500 | CABLE WITH CONNECTOR/DC POWER CABLE | 3 |  |  | B1-B3 | 6E3OAPSUB2V26 | RPM777193/01500 | CABLE WITH CONNECTOR/DC POWER CABLE
Ericsson | 6E3OAPSUB2V26 | NFT30459/2 | Surge Protection Device, SPD -48V | 3 |  |  | B1-B3 | 6E3OAPSUB2V26 | NFT30459/2 | Surge Protection Device, SPD -48V
Ericsson | 6E3OAPSUB2V26 | BML161184/1 | RECTIFIER/PSU AC 03; Power Supply Unit | 4 |  |  | B1-B3 | 6E3OAPSUB2V26 | BML161184/1 | RECTIFIER/PSU AC 03; Power Supply Unit
TEF | 6E2OAPSUB2V26 | KRC161676/1 | TRANSCEIVER/Radio 4415 B7A;Radio Unit | 2 |  |  | B1-B3 | 6E2OAPSUB2V26 | KRC161676/1 | TRANSCEIVER/Radio 4415 B7A;Radio Unit
TEF | 6E2OAPSUB2V26 | RNT44737/01 | Circular Power Connector DC-C (2 wire) | 2 |  |  | B1-B3 | 6E2OAPSUB2V26 | RNT44737/01 | Circular Power Connector DC-C (2 wire)
TEF | 6E2OAPSUB2V26 | RDH10265/2 | SFP+ SM 10.3Gb/s 1.4km 1310nm | 2 |  |  | B1-B3 | 6E2OAPSUB2V26 | RDH10265/2 | SFP+ SM 10.3Gb/s 1.4km 1310nm
Ericsson | 6E2OAPSUB2V26 | RDH10265/2 | SFP+ SM 10.3Gb/s 1.4km 1310nm | 2 |  |  | B1-B3 | 6E2OAPSUB2V26 | RDH10265/2 | SFP+ SM 10.3Gb/s 1.4km 1310nm
Ericsson | 6E2OAPSUB2V26 | RPM777193/01500 | CABLE WITH CONNECTOR/DC POWER CABLE | 2 |  |  | B1-B3 | 6E2OAPSUB2V26 | RPM777193/01500 | CABLE WITH CONNECTOR/DC POWER CABLE
Ericsson | 6E2OAPSUB2V26 | NFT30459/2 | Surge Protection Device, SPD -48V | 2 |  |  | B1-B3 | 6E2OAPSUB2V26 | NFT30459/2 | Surge Protection Device, SPD -48V
Ericsson | 6E2OAPSUB2V26 | BML161184/1 | RECTIFIER/PSU AC 03; Power Supply Unit | 4 |  |  | B1-B3 | 6E2OAPSUB2V26 | BML161184/1 | RECTIFIER/PSU AC 03; Power Supply Unit
TEF | 6E3OAB2T23 | KRC161724/1 | TRANSCEIVER/Radio 8808 B40Y;Radio Unit | 3 |  |  | B1-B3 | 6E3OAB2T23 | KRC161724/1 | TRANSCEIVER/Radio 8808 B40Y;Radio Unit
TEF | 6E3OAB2T23 | RNT44737/01 | Circular Power Connector DC-C (2 wire) | 3 |  |  | B1-B3 | 6E3OAB2T23 | RNT44737/01 | Circular Power Connector DC-C (2 wire)
TEF | 6E3OAB2T23 | RDH10265/2 | SFP+ SM 10.3Gb/s 1.4km 1310nm | 3 |  |  | B1-B3 | 6E3OAB2T23 | RDH10265/2 | SFP+ SM 10.3Gb/s 1.4km 1310nm
Ericsson | 6E3OAB2T23 | RDH10265/2 | SFP+ SM 10.3Gb/s 1.4km 1310nm | 3 |  |  | B1-B3 | 6E3OAB2T23 | RDH10265/2 | SFP+ SM 10.3Gb/s 1.4km 1310nm
Ericsson | 6E3OAB2T23 | NCD90165/1 | MODULE/GPS 04 01; GPS Receiver Unit | 1 |  |  | B1-B3 | 6E3OAB2T23 | NCD90165/1 | MODULE/GPS 04 01; GPS Receiver Unit
Ericsson | 6E3OAB2T23 | TSR951357/1500 | CONNECTION CABLE/Jumper N(m)-SMA(m) 1.5m | 1 |  |  | B1-B3 | 6E3OAB2T23 | TSR951357/1500 | CONNECTION CABLE/Jumper N(m)-SMA(m) 1.5m
Ericsson | 6E3OAB2T23 | RPM1136127/1000 | CABLE WITH CONNECTOR/RJ45(8)-RJ45(8) 1m | 1 |  |  | B1-B3 | 6E3OAB2T23 | RPM1136127/1000 | CABLE WITH CONNECTOR/RJ45(8)-RJ45(8) 1m
TEF | 6E3OAB2T23 | KRE1012395/1 | ANTENNA/GPS Active Antenna | 1 |  |  | B1-B3 | 6E3OAB2T23 | KRE1012395/1 | ANTENNA/GPS Active Antenna
TEF | 6E3OAB2T23 | SXK1091931/1 | ASSEMBLED PARTS/GPS Mount, Steel | 1 |  |  | B1-B3 | 6E3OAB2T23 | SXK1091931/1 | ASSEMBLED PARTS/GPS Mount, Steel
TEF | 6E3OAB2T23 | RPM1191648/2 | EARTHING CABLE/16mm2,GNYE,2m,with 1 lug | 1 |  |  | B1-B3 | 6E3OAB2T23 | RPM1191648/2 | EARTHING CABLE/16mm2,GNYE,2m,with 1 lug
Ericsson | 6E3OAB2T23 | BMG980336/7 | PDU 01 04; Power Distribution Unit | 1 |  |  | B1-B3 | 6E3OAB2T23 | BMG980336/7 | PDU 01 04; Power Distribution Unit
Ericsson | 6E3OAB2T23 | RPM77701/00500 | CABLE WITH CONNECTOR/SIGNAL CABLE | 1 |  |  | B1-B3 | 6E3OAB2T23 | RPM77701/00500 | CABLE WITH CONNECTOR/SIGNAL CABLE
Ericsson | 6E3OAB2T23 | SXA2153848/1 | BRACKET OVP Holder | 1 |  |  | B1-B3 | 6E3OAB2T23 | SXA2153848/1 | BRACKET OVP Holder
Ericsson | 6E3OAB2T23 | NTM2013977/1 | INSTALMATERIAL SET/Screw kit for expans | 1 |  |  | B1-B3 | 6E3OAB2T23 | NTM2013977/1 | INSTALMATERIAL SET/Screw kit for expans
Ericsson | 6E3OAB2T23 | NFT30459/2 | Surge Protection Device, SPD -48V | 3 |  |  | B1-B3 | 6E3OAB2T23 | NFT30459/2 | Surge Protection Device, SPD -48V
Ericsson | 6E3OAB2T23 | RPM777193/01500 | CABLE WITH CONNECTOR/DC POWER CABLE | 3 |  |  | B1-B3 | 6E3OAB2T23 | RPM777193/01500 | CABLE WITH CONNECTOR/DC POWER CABLE
TEF | 6E2OAB2T23 | KRC161724/1 | TRANSCEIVER/Radio 8808 B40Y;Radio Unit | 2 |  |  | B1-B3 | 6E2OAB2T23 | KRC161724/1 | TRANSCEIVER/Radio 8808 B40Y;Radio Unit
TEF | 6E2OAB2T23 | RNT44737/01 | Circular Power Connector DC-C (2 wire) | 2 |  |  | B1-B3 | 6E2OAB2T23 | RNT44737/01 | Circular Power Connector DC-C (2 wire)
TEF | 6E2OAB2T23 | RDH10265/2 | SFP+ SM 10.3Gb/s 1.4km 1310nm | 2 |  |  | B1-B3 | 6E2OAB2T23 | RDH10265/2 | SFP+ SM 10.3Gb/s 1.4km 1310nm
Ericsson | 6E2OAB2T23 | RDH10265/2 | SFP+ SM 10.3Gb/s 1.4km 1310nm | 2 |  |  | B1-B3 | 6E2OAB2T23 | RDH10265/2 | SFP+ SM 10.3Gb/s 1.4km 1310nm
Ericsson | 6E2OAB2T23 | NCD90165/1 | MODULE/GPS 04 01; GPS Receiver Unit | 1 |  |  | B1-B3 | 6E2OAB2T23 | NCD90165/1 | MODULE/GPS 04 01; GPS Receiver Unit
Ericsson | 6E2OAB2T23 | TSR951357/1500 | CONNECTION CABLE/Jumper N(m)-SMA(m) 1.5m | 1 |  |  | B1-B3 | 6E2OAB2T23 | TSR951357/1500 | CONNECTION CABLE/Jumper N(m)-SMA(m) 1.5m
Ericsson | 6E2OAB2T23 | RPM1136127/1000 | CABLE WITH CONNECTOR/RJ45(8)-RJ45(8) 1m | 1 |  |  | B1-B3 | 6E2OAB2T23 | RPM1136127/1000 | CABLE WITH CONNECTOR/RJ45(8)-RJ45(8) 1m
TEF | 6E2OAB2T23 | KRE1012395/1 | ANTENNA/GPS Active Antenna | 1 |  |  | B1-B3 | 6E2OAB2T23 | KRE1012395/1 | ANTENNA/GPS Active Antenna
TEF | 6E2OAB2T23 | SXK1091931/1 | ASSEMBLED PARTS/GPS Mount, Steel | 1 |  |  | B1-B3 | 6E2OAB2T23 | SXK1091931/1 | ASSEMBLED PARTS/GPS Mount, Steel
TEF | 6E2OAB2T23 | RPM1191648/2 | EARTHING CABLE/16mm2,GNYE,2m,with 1 lug | 1 |  |  | B1-B3 | 6E2OAB2T23 | RPM1191648/2 | EARTHING CABLE/16mm2,GNYE,2m,with 1 lug
Ericsson | 6E2OAB2T23 | BMG980336/7 | PDU 01 04; Power Distribution Unit | 1 |  |  | B1-B3 | 6E2OAB2T23 | BMG980336/7 | PDU 01 04; Power Distribution Unit
Ericsson | 6E2OAB2T23 | RPM77701/00500 | CABLE WITH CONNECTOR/SIGNAL CABLE | 1 |  |  | B1-B3 | 6E2OAB2T23 | RPM77701/00500 | CABLE WITH CONNECTOR/SIGNAL CABLE
Ericsson | 6E2OAB2T23 | SXA2153848/1 | BRACKET OVP Holder | 1 |  |  | B1-B3 | 6E2OAB2T23 | SXA2153848/1 | BRACKET OVP Holder
Ericsson | 6E2OAB2T23 | NTM2013977/1 | INSTALMATERIAL SET/Screw kit for expans | 1 |  |  | B1-B3 | 6E2OAB2T23 | NTM2013977/1 | INSTALMATERIAL SET/Screw kit for expans
Ericsson | 6E2OAB2T23 | NFT30459/2 | Surge Protection Device, SPD -48V | 2 |  |  | B1-B3 | 6E2OAB2T23 | NFT30459/2 | Surge Protection Device, SPD -48V
Ericsson | 6E2OAB2T23 | RPM777193/01500 | CABLE WITH CONNECTOR/DC POWER CABLE | 2 |  |  | B1-B3 | 6E2OAB2T23 | RPM777193/01500 | CABLE WITH CONNECTOR/DC POWER CABLE
TEF | 6E3OAB2T23-1 | KRC161724/1 | TRANSCEIVER/Radio 8808 B40Y;Radio Unit | 1 |  |  | B1-B3 | 6E3OAB2T23-1 | KRC161724/1 | TRANSCEIVER/Radio 8808 B40Y;Radio Unit
TEF | 6E3OAB2T23-1 | RNT44737/01 | Circular Power Connector DC-C (2 wire) | 1 |  |  | B1-B3 | 6E3OAB2T23-1 | RNT44737/01 | Circular Power Connector DC-C (2 wire)
TEF | 6E3OAB2T23-1 | RDH10265/2 | SFP+ SM 10.3Gb/s 1.4km 1310nm | 1 |  |  | B1-B3 | 6E3OAB2T23-1 | RDH10265/2 | SFP+ SM 10.3Gb/s 1.4km 1310nm
Ericsson | 6E3OAB2T23-1 | RDH10265/2 | SFP+ SM 10.3Gb/s 1.4km 1310nm | 1 |  |  | B1-B3 | 6E3OAB2T23-1 | RDH10265/2 | SFP+ SM 10.3Gb/s 1.4km 1310nm
Ericsson | 6E3OAB2T23-1 | NCD90165/1 | MODULE/GPS 04 01; GPS Receiver Unit | 1 |  |  | B1-B3 | 6E3OAB2T23-1 | NCD90165/1 | MODULE/GPS 04 01; GPS Receiver Unit
Ericsson | 6E3OAB2T23-1 | TSR951357/1500 | CONNECTION CABLE/Jumper N(m)-SMA(m) 1.5m | 1 |  |  | B1-B3 | 6E3OAB2T23-1 | TSR951357/1500 | CONNECTION CABLE/Jumper N(m)-SMA(m) 1.5m
Ericsson | 6E3OAB2T23-1 | RPM1136127/1000 | CABLE WITH CONNECTOR/RJ45(8)-RJ45(8) 1m | 1 |  |  | B1-B3 | 6E3OAB2T23-1 | RPM1136127/1000 | CABLE WITH CONNECTOR/RJ45(8)-RJ45(8) 1m
TEF | 6E3OAB2T23-1 | KRE1012395/1 | ANTENNA/GPS Active Antenna | 1 |  |  | B1-B3 | 6E3OAB2T23-1 | KRE1012395/1 | ANTENNA/GPS Active Antenna
TEF | 6E3OAB2T23-1 | SXK1091931/1 | ASSEMBLED PARTS/GPS Mount, Steel | 1 |  |  | B1-B3 | 6E3OAB2T23-1 | SXK1091931/1 | ASSEMBLED PARTS/GPS Mount, Steel
TEF | 6E3OAB2T23-1 | RPM1191648/2 | EARTHING CABLE/16mm2,GNYE,2m,with 1 lug | 1 |  |  | B1-B3 | 6E3OAB2T23-1 | RPM1191648/2 | EARTHING CABLE/16mm2,GNYE,2m,with 1 lug
Ericsson | 6E3OAB2T23-1 | BMG980336/7 | PDU 01 04; Power Distribution Unit | 1 |  |  | B1-B3 | 6E3OAB2T23-1 | BMG980336/7 | PDU 01 04; Power Distribution Unit
Ericsson | 6E3OAB2T23-1 | RPM77701/00500 | CABLE WITH CONNECTOR/SIGNAL CABLE | 1 |  |  | B1-B3 | 6E3OAB2T23-1 | RPM77701/00500 | CABLE WITH CONNECTOR/SIGNAL CABLE
Ericsson | 6E3OAB2T23-1 | SXA2153848/1 | BRACKET OVP Holder | 1 |  |  | B1-B3 | 6E3OAB2T23-1 | SXA2153848/1 | BRACKET OVP Holder
Ericsson | 6E3OAB2T23-1 | NTM2013977/1 | INSTALMATERIAL SET/Screw kit for expans | 1 |  |  | B1-B3 | 6E3OAB2T23-1 | NTM2013977/1 | INSTALMATERIAL SET/Screw kit for expans
Ericsson | 6E3OAB2T23-1 | NFT30459/2 | Surge Protection Device, SPD -48V | 1 |  |  | B1-B3 | 6E3OAB2T23-1 | NFT30459/2 | Surge Protection Device, SPD -48V
Ericsson | 6E3OAB2T23-1 | RPM777193/01500 | CABLE WITH CONNECTOR/DC POWER CABLE | 1 |  |  | B1-B3 | 6E3OAB2T23-1 | RPM777193/01500 | CABLE WITH CONNECTOR/DC POWER CABLE
Ericsson | 6E3IDB2L18 | RDH10247/2 | OPTICAL TRANSCEIVER/TRX SM CPRI 614.4-24 | 6 |  |  | B1-B3 | 6E3IDB2L18 | RDH10247/2 | OPTICAL TRANSCEIVER/TRX SM CPRI 614.4-24
Ericsson | 6E3IDB2L18 | SXA1342193/1 | Dummy Unit 62mm | 6 |  |  | B1-B3 | 6E3IDB2L18 | SXA1342193/1 | Dummy Unit 62mm
TEF | 6E3IDB2L18 | KRC161637/1 | TRANSCEIVER/Radio 4415 B3;Radio Unit | 3 |  |  | B1-B3 | 6E3IDB2L18 | KRC161637/1 | TRANSCEIVER/Radio 4415 B3;Radio Unit
TEF | 6E3IDB2L18 | RNT44737/01 | Circular Power Connector DC-C (2 wire) | 3 |  |  | B1-B3 | 6E3IDB2L18 | RNT44737/01 | Circular Power Connector DC-C (2 wire)
TEF | 6E3IDB2L18 | RDH10247/2 | OPTICAL TRANSCEIVER/TRX SM CPRI 614.4-24 | 6 |  |  | B1-B3 | 6E3IDB2L18 | RDH10247/2 | OPTICAL TRANSCEIVER/TRX SM CPRI 614.4-24
Ericsson | 6E3OAB2L18 | RDH10247/2 | OPTICAL TRANSCEIVER/TRX SM CPRI 614.4-24 | 6 |  |  | B1-B3 | 6E3OAB2L18 | RDH10247/2 | OPTICAL TRANSCEIVER/TRX SM CPRI 614.4-24
Ericsson | 6E3OAB2L18 | BMG980336/7 | PDU 01 04; Power Distribution Unit | 1 |  |  | B1-B3 | 6E3OAB2L18 | BMG980336/7 | PDU 01 04; Power Distribution Unit
Ericsson | 6E3OAB2L18 | RPM77701/00500 | CABLE WITH CONNECTOR/SIGNAL CABLE | 1 |  |  | B1-B3 | 6E3OAB2L18 | RPM77701/00500 | CABLE WITH CONNECTOR/SIGNAL CABLE
Ericsson | 6E3OAB2L18 | SXA1342193/1 | Dummy Unit 62mm | 6 |  |  | B1-B3 | 6E3OAB2L18 | SXA1342193/1 | Dummy Unit 62mm
TEF | 6E3OAB2L18 | KRC161637/1 | TRANSCEIVER/Radio 4415 B3;Radio Unit | 3 |  |  | B1-B3 | 6E3OAB2L18 | KRC161637/1 | TRANSCEIVER/Radio 4415 B3;Radio Unit
TEF | 6E3OAB2L18 | RNT44737/01 | Circular Power Connector DC-C (2 wire) | 3 |  |  | B1-B3 | 6E3OAB2L18 | RNT44737/01 | Circular Power Connector DC-C (2 wire)
TEF | 6E3OAB2L18 | RDH10247/2 | OPTICAL TRANSCEIVER/TRX SM CPRI 614.4-24 | 6 |  |  | B1-B3 | 6E3OAB2L18 | RDH10247/2 | OPTICAL TRANSCEIVER/TRX SM CPRI 614.4-24
Ericsson | 6E3OAB2L18 | NFT30459/2 | Surge Protection Device, SPD -48V | 3 |  |  | B1-B3 | 6E3OAB2L18 | NFT30459/2 | Surge Protection Device, SPD -48V
Ericsson | 6E3OAB2L18 | RPM777193/01500 | CABLE WITH CONNECTOR/DC POWER CABLE | 3 |  |  | B1-B3 | 6E3OAB2L18 | RPM777193/01500 | CABLE WITH CONNECTOR/DC POWER CABLE
Ericsson | 6E2IDB2L18 | RDH10247/2 | OPTICAL TRANSCEIVER/TRX SM CPRI 614.4-24 | 4 |  |  | B1-B3 | 6E2IDB2L18 | RDH10247/2 | OPTICAL TRANSCEIVER/TRX SM CPRI 614.4-24
Ericsson | 6E2IDB2L18 | SXA1342193/1 | Dummy Unit 62mm | 4 |  |  | B1-B3 | 6E2IDB2L18 | SXA1342193/1 | Dummy Unit 62mm
TEF | 6E2IDB2L18 | KRC161637/1 | TRANSCEIVER/Radio 4415 B3;Radio Unit | 2 |  |  | B1-B3 | 6E2IDB2L18 | KRC161637/1 | TRANSCEIVER/Radio 4415 B3;Radio Unit
TEF | 6E2IDB2L18 | RNT44737/01 | Circular Power Connector DC-C (2 wire) | 2 |  |  | B1-B3 | 6E2IDB2L18 | RNT44737/01 | Circular Power Connector DC-C (2 wire)
TEF | 6E2IDB2L18 | RDH10247/2 | OPTICAL TRANSCEIVER/TRX SM CPRI 614.4-24 | 4 |  |  | B1-B3 | 6E2IDB2L18 | RDH10247/2 | OPTICAL TRANSCEIVER/TRX SM CPRI 614.4-24
Ericsson | 6E2OAB2L18 | RDH10247/2 | OPTICAL TRANSCEIVER/TRX SM CPRI 614.4-24 | 4 |  |  | B1-B3 | 6E2OAB2L18 | RDH10247/2 | OPTICAL TRANSCEIVER/TRX SM CPRI 614.4-24
Ericsson | 6E2OAB2L18 | BMG980336/7 | PDU 01 04; Power Distribution Unit | 1 |  |  | B1-B3 | 6E2OAB2L18 | BMG980336/7 | PDU 01 04; Power Distribution Unit
Ericsson | 6E2OAB2L18 | RPM77701/00500 | CABLE WITH CONNECTOR/SIGNAL CABLE | 1 |  |  | B1-B3 | 6E2OAB2L18 | RPM77701/00500 | CABLE WITH CONNECTOR/SIGNAL CABLE
Ericsson | 6E2OAB2L18 | SXA1342193/1 | Dummy Unit 62mm | 4 |  |  | B1-B3 | 6E2OAB2L18 | SXA1342193/1 | Dummy Unit 62mm
TEF | 6E2OAB2L18 | KRC161637/1 | TRANSCEIVER/Radio 4415 B3;Radio Unit | 2 |  |  | B1-B3 | 6E2OAB2L18 | KRC161637/1 | TRANSCEIVER/Radio 4415 B3;Radio Unit
TEF | 6E2OAB2L18 | RNT44737/01 | Circular Power Connector DC-C (2 wire) | 2 |  |  | B1-B3 | 6E2OAB2L18 | RNT44737/01 | Circular Power Connector DC-C (2 wire)
TEF | 6E2OAB2L18 | RDH10247/2 | OPTICAL TRANSCEIVER/TRX SM CPRI 614.4-24 | 4 |  |  | B1-B3 | 6E2OAB2L18 | RDH10247/2 | OPTICAL TRANSCEIVER/TRX SM CPRI 614.4-24
Ericsson | 6E2OAB2L18 | NFT30459/2 | Surge Protection Device, SPD -48V | 2 |  |  | B1-B3 | 6E2OAB2L18 | NFT30459/2 | Surge Protection Device, SPD -48V
Ericsson | 6E2OAB2L18 | RPM777193/01500 | CABLE WITH CONNECTOR/DC POWER CABLE | 2 |  |  | B1-B3 | 6E2OAB2L18 | RPM777193/01500 | CABLE WITH CONNECTOR/DC POWER CABLE
Ericsson | 6E3IDB2T34 | SXK1253086/1 | Cable guide | 1 |  |  | B1-B3 | 6E3IDB2T34 | SXK1253086/1 | Cable guide
Ericsson | 6E3IDB2T34 | KDV127621/11 | Baseband 6630 with fan | 1 |  |  | B1-B3 | 6E3IDB2T34 | KDV127621/11 | Baseband 6630 with fan
Ericsson | 6E3IDB2T34 | RPM777526/02000 | ET Power cable | 1 |  |  | B1-B3 | 6E3IDB2T34 | RPM777526/02000 | ET Power cable
Ericsson | 6E3IDB2T34 | RPM777567/05000 | Grounding Cable | 1 |  |  | B1-B3 | 6E3IDB2T34 | RPM777567/05000 | Grounding Cable
TEF | 6E3IDB2T34 | KRC161822/1 | ERS8823 B42G | 3 |  |  | B1-B3 | 6E3IDB2T34 | KRC161822/1 | ERS8823 B42G
TEF | 6E3IDB2T34 | RNT44737/01 | Circular Power Connector DC-C (2 wire) | 3 |  |  | B1-B3 | 6E3IDB2T34 | RNT44737/01 | Circular Power Connector DC-C (2 wire)
TEF | 6E3IDB2T34 | RDH10265/2 | SFP+ SM 10.3Gb/s 1.4km 1310nm | 3 |  |  | B1-B3 | 6E3IDB2T34 | RDH10265/2 | SFP+ SM 10.3Gb/s 1.4km 1310nm
Ericsson | 6E3IDB2T34 | RDH10265/2 | SFP+ SM 10.3Gb/s 1.4km 1310nm | 3 |  |  | B1-B3 | 6E3IDB2T34 | RDH10265/2 | SFP+ SM 10.3Gb/s 1.4km 1310nm
Ericsson | 6E3IDB2T34 | RPM2533512/2000 | Optical fibre cable, single mode, LCD - LCD | 1 |  |  | B1-B3 | 6E3IDB2T34 | RPM2533512/2000 | Optical fibre cable, single mode, LCD - LCD
Ericsson | 6E3IDB2T34 | RDH10265/2 | SFP+ SM 10.3Gb/s 1.4km 1310nm | 3 |  |  | B1-B3 | 6E3IDB2T34 | RDH10265/2 | SFP+ SM 10.3Gb/s 1.4km 1310nm
Ericsson | 6E3IDB2T34 | RPM1136127/1000 | CABLE WITH CONNECTOR/RJ45(8)-RJ45(8) 1m | 1 |  |  | B1-B3 | 6E3IDB2T34 | RPM1136127/1000 | CABLE WITH CONNECTOR/RJ45(8)-RJ45(8) 1m
Ericsson | 6E3IDB2T34 | RPM77701/02000 | Signal Cable | 1 |  |  | B1-B3 | 6E3IDB2T34 | RPM77701/02000 | Signal Cable
Ericsson | 6E3IDB2T34 | RPM777417/00800 | CABLE WITH CONNECTOR/IDLE | 1 |  |  | B1-B3 | 6E3IDB2T34 | RPM777417/00800 | CABLE WITH CONNECTOR/IDLE
Ericsson | 6E3OAB2T34 | SXK1253086/1 | Cable guide | 1 |  |  | B1-B3 | 6E3OAB2T34 | SXK1253086/1 | Cable guide
Ericsson | 6E3OAB2T34 | KDV127621/11 | Baseband 6630 with fan | 1 |  |  | B1-B3 | 6E3OAB2T34 | KDV127621/11 | Baseband 6630 with fan
Ericsson | 6E3OAB2T34 | RPM777526/02000 | ET Power cable | 1 |  |  | B1-B3 | 6E3OAB2T34 | RPM777526/02000 | ET Power cable
Ericsson | 6E3OAB2T34 | RPM777567/05000 | Grounding Cable | 1 |  |  | B1-B3 | 6E3OAB2T34 | RPM777567/05000 | Grounding Cable
TEF | 6E3OAB2T34 | KRC161822/1 | ERS8823 B42G | 3 |  |  | B1-B3 | 6E3OAB2T34 | KRC161822/1 | ERS8823 B42G
TEF | 6E3OAB2T34 | RNT44737/01 | Circular Power Connector DC-C (2 wire) | 3 |  |  | B1-B3 | 6E3OAB2T34 | RNT44737/01 | Circular Power Connector DC-C (2 wire)
TEF | 6E3OAB2T34 | RDH10265/2 | SFP+ SM 10.3Gb/s 1.4km 1310nm | 3 |  |  | B1-B3 | 6E3OAB2T34 | RDH10265/2 | SFP+ SM 10.3Gb/s 1.4km 1310nm
Ericsson | 6E3OAB2T34 | RDH10265/2 | SFP+ SM 10.3Gb/s 1.4km 1310nm | 3 |  |  | B1-B3 | 6E3OAB2T34 | RDH10265/2 | SFP+ SM 10.3Gb/s 1.4km 1310nm
Ericsson | 6E3OAB2T34 | RPM2533512/2000 | Optical fibre cable, single mode, LCD - LCD | 1 |  |  | B1-B3 | 6E3OAB2T34 | RPM2533512/2000 | Optical fibre cable, single mode, LCD - LCD
Ericsson | 6E3OAB2T34 | RDH10265/2 | SFP+ SM 10.3Gb/s 1.4km 1310nm | 3 |  |  | B1-B3 | 6E3OAB2T34 | RDH10265/2 | SFP+ SM 10.3Gb/s 1.4km 1310nm
Ericsson | 6E3OAB2T34 | RPM1136127/1000 | CABLE WITH CONNECTOR/RJ45(8)-RJ45(8) 1m | 1 |  |  | B1-B3 | 6E3OAB2T34 | RPM1136127/1000 | CABLE WITH CONNECTOR/RJ45(8)-RJ45(8) 1m
Ericsson | 6E3OAB2T34 | RPM77701/02000 | Signal Cable | 1 |  |  | B1-B3 | 6E3OAB2T34 | RPM77701/02000 | Signal Cable
Ericsson | 6E3OAB2T34 | BML161184/1 | RECTIFIER/PSU AC 03; Power Supply Unit | 4 |  |  | B1-B3 | 6E3OAB2T34 | BML161184/1 | RECTIFIER/PSU AC 03; Power Supply Unit
Ericsson | 6E3OAB2T34 | BMG980336/7 | PDU 01 04; Power Distribution Unit | 1 |  |  | B1-B3 | 6E3OAB2T34 | BMG980336/7 | PDU 01 04; Power Distribution Unit
Ericsson | 6E3OAB2T34 | RPM77701/00700 | CABLE WITH CONNECTOR/SIGNAL CABLE | 1 |  |  | B1-B3 | 6E3OAB2T34 | RPM77701/00700 | CABLE WITH CONNECTOR/SIGNAL CABLE
Ericsson | 6E3OAB2T34 | NFT30459/2 | Surge Protection Device, SPD -48V | 3 |  |  | B1-B3 | 6E3OAB2T34 | NFT30459/2 | Surge Protection Device, SPD -48V
Ericsson | 6E3OAB2T34 | RPM777193/01500 | CABLE WITH CONNECTOR/DC POWER CABLE | 3 |  |  | B1-B3 | 6E3OAB2T34 | RPM777193/01500 | CABLE WITH CONNECTOR/DC POWER CABLE
Ericsson | 6E3OAB2T34 | RPM777417/00800 | CABLE WITH CONNECTOR/IDLE | 1 |  |  | B1-B3 | 6E3OAB2T34 | RPM777417/00800 | CABLE WITH CONNECTOR/IDLE
Ericsson | 6E2OAB2T34 | SXK1253086/1 | Cable guide | 1 |  |  | B1-B3 | 6E2OAB2T34 | SXK1253086/1 | Cable guide
Ericsson | 6E2OAB2T34 | KDV127621/11 | Baseband 6630 with fan | 1 |  |  | B1-B3 | 6E2OAB2T34 | KDV127621/11 | Baseband 6630 with fan
Ericsson | 6E2OAB2T34 | RPM777526/02000 | ET Power cable | 1 |  |  | B1-B3 | 6E2OAB2T34 | RPM777526/02000 | ET Power cable
Ericsson | 6E2OAB2T34 | RPM777567/05000 | Grounding Cable | 1 |  |  | B1-B3 | 6E2OAB2T34 | RPM777567/05000 | Grounding Cable
TEF | 6E2OAB2T34 | KRC161822/1 | ERS8823 B42G | 2 |  |  | B1-B3 | 6E2OAB2T34 | KRC161822/1 | ERS8823 B42G
TEF | 6E2OAB2T34 | RNT44737/01 | Circular Power Connector DC-C (2 wire) | 2 |  |  | B1-B3 | 6E2OAB2T34 | RNT44737/01 | Circular Power Connector DC-C (2 wire)
TEF | 6E2OAB2T34 | RDH10265/2 | SFP+ SM 10.3Gb/s 1.4km 1310nm | 2 |  |  | B1-B3 | 6E2OAB2T34 | RDH10265/2 | SFP+ SM 10.3Gb/s 1.4km 1310nm
Ericsson | 6E2OAB2T34 | RDH10265/2 | SFP+ SM 10.3Gb/s 1.4km 1310nm | 2 |  |  | B1-B3 | 6E2OAB2T34 | RDH10265/2 | SFP+ SM 10.3Gb/s 1.4km 1310nm
Ericsson | 6E2OAB2T34 | RPM2533512/2000 | Optical fibre cable, single mode, LCD - LCD | 1 |  |  | B1-B3 | 6E2OAB2T34 | RPM2533512/2000 | Optical fibre cable, single mode, LCD - LCD
Ericsson | 6E2OAB2T34 | RDH10265/2 | SFP+ SM 10.3Gb/s 1.4km 1310nm | 3 |  |  | B1-B3 | 6E2OAB2T34 | RDH10265/2 | SFP+ SM 10.3Gb/s 1.4km 1310nm
Ericsson | 6E2OAB2T34 | RPM1136127/1000 | CABLE WITH CONNECTOR/RJ45(8)-RJ45(8) 1m | 1 |  |  | B1-B3 | 6E2OAB2T34 | RPM1136127/1000 | CABLE WITH CONNECTOR/RJ45(8)-RJ45(8) 1m
Ericsson | 6E2OAB2T34 | RPM77701/02000 | Signal Cable | 1 |  |  | B1-B3 | 6E2OAB2T34 | RPM77701/02000 | Signal Cable
Ericsson | 6E2OAB2T34 | BML161184/1 | RECTIFIER/PSU AC 03; Power Supply Unit | 4 |  |  | B1-B3 | 6E2OAB2T34 | BML161184/1 | RECTIFIER/PSU AC 03; Power Supply Unit
Ericsson | 6E2OAB2T34 | BMG980336/7 | PDU 01 04; Power Distribution Unit | 1 |  |  | B1-B3 | 6E2OAB2T34 | BMG980336/7 | PDU 01 04; Power Distribution Unit
Ericsson | 6E2OAB2T34 | RPM77701/00700 | CABLE WITH CONNECTOR/SIGNAL CABLE | 1 |  |  | B1-B3 | 6E2OAB2T34 | RPM77701/00700 | CABLE WITH CONNECTOR/SIGNAL CABLE
Ericsson | 6E2OAB2T34 | NFT30459/2 | Surge Protection Device, SPD -48V | 2 |  |  | B1-B3 | 6E2OAB2T34 | NFT30459/2 | Surge Protection Device, SPD -48V
Ericsson | 6E2OAB2T34 | RPM777193/01500 | CABLE WITH CONNECTOR/DC POWER CABLE | 2 |  |  | B1-B3 | 6E2OAB2T34 | RPM777193/01500 | CABLE WITH CONNECTOR/DC POWER CABLE
Ericsson | 6E2OAB2T34 | RPM777417/00800 | CABLE WITH CONNECTOR/IDLE | 1 |  |  | B1-B3 | 6E2OAB2T34 | RPM777417/00800 | CABLE WITH CONNECTOR/IDLE
Ericsson | 6E3OAB2T3464M | SXK1253086/1 | Cable guide | 1 |  |  | B1-B3 | 6E3OAB2T3464M | SXK1253086/1 | Cable guide
Ericsson | 6E3OAB2T3464M | KDV127621/11 | Baseband 6630 with fan | 1 |  |  | B1-B3 | 6E3OAB2T3464M | KDV127621/11 | Baseband 6630 with fan
Ericsson | 6E3OAB2T3464M | RPM777526/02000 | ET Power cable | 1 |  |  | B1-B3 | 6E3OAB2T3464M | RPM777526/02000 | ET Power cable
Ericsson | 6E3OAB2T3464M | RPM777567/05000 | Grounding Cable | 1 |  |  | B1-B3 | 6E3OAB2T3464M | RPM777567/05000 | Grounding Cable
TEF | 6E3OAB2T3464M | KRD901124/11 | AIR 6488 B42G | 3 |  |  | B1-B3 | 6E3OAB2T3464M | KRD901124/11 | AIR 6488 B42G
TEF | 6E3OAB2T3464M | RNT44737/01 | Circular Power Connector DC-C (2 wire) | 3 |  |  | B1-B3 | 6E3OAB2T3464M | RNT44737/01 | Circular Power Connector DC-C (2 wire)
TEF | 6E3OAB2T3464M | SXK1092065/1 | Air 6488 Tilt bracket | 3 |  |  | B1-B3 | 6E3OAB2T3464M | SXK1092065/1 | Air 6488 Tilt bracket
TEF | 6E3OAB2T3464M | RDH10265/2 | SFP+ SM 10.3Gb/s 1.4km 1310nm | 6 |  |  | B1-B3 | 6E3OAB2T3464M | RDH10265/2 | SFP+ SM 10.3Gb/s 1.4km 1310nm
Ericsson | 6E3OAB2T3464M | RDH10265/2 | SFP+ SM 10.3Gb/s 1.4km 1310nm | 6 |  |  | B1-B3 | 6E3OAB2T3464M | RDH10265/2 | SFP+ SM 10.3Gb/s 1.4km 1310nm
Ericsson | 6E3OAB2T3464M | RPM2533512/2000 | Optical fibre cable, single mode, LCD - LCD | 1 |  |  | B1-B3 | 6E3OAB2T3464M | RPM2533512/2000 | Optical fibre cable, single mode, LCD - LCD
Ericsson | 6E3OAB2T3464M | RDH10265/2 | SFP+ SM 10.3Gb/s 1.4km 1310nm | 3 |  |  | B1-B3 | 6E3OAB2T3464M | RDH10265/2 | SFP+ SM 10.3Gb/s 1.4km 1310nm
Ericsson | 6E3OAB2T3464M | RPM1136127/1000 | CABLE WITH CONNECTOR/RJ45(8)-RJ45(8) 1m | 1 |  |  | B1-B3 | 6E3OAB2T3464M | RPM1136127/1000 | CABLE WITH CONNECTOR/RJ45(8)-RJ45(8) 1m
Ericsson | 6E3OAB2T3464M | RPM77701/02000 | Signal Cable | 1 |  |  | B1-B3 | 6E3OAB2T3464M | RPM77701/02000 | Signal Cable
Ericsson | 6E3OAB2T3464M | SXK1252098/1 | PDU Cassette | 1 |  |  | B1-B3 | 6E3OAB2T3464M | SXK1252098/1 | PDU Cassette
Ericsson | 6E3OAB2T3464M | BGM136106/2 | PDU 03 02, Power Distribution | 1 |  |  | B1-B3 | 6E3OAB2T3464M | BGM136106/2 | PDU 03 02, Power Distribution
Ericsson | 6E3OAB2T3464M | NFS89973/6 | ECM 03 06; Electronic Circuit | 3 |  |  | B1-B3 | 6E3OAB2T3464M | NFS89973/6 | ECM 03 06; Electronic Circuit
Ericsson | 6E3OAB2T3464M | NFT30459/3 | Surge Protection Device, SPD -48V | 3 |  |  | B1-B3 | 6E3OAB2T3464M | NFT30459/3 | Surge Protection Device, SPD -48V
Ericsson | 6E3OAB2T3464M | RPM1192370/01500 | DC Power Cable | 3 |  |  | B1-B3 | 6E3OAB2T3464M | RPM1192370/01500 | DC Power Cable
Ericsson | 6E3OAB2T3464M | RPM77701/00700 | SIGNAL CABLE | 1 |  |  | B1-B3 | 6E3OAB2T3464M | RPM77701/00700 | SIGNAL CABLE
Ericsson | 6E3OAB2T3464M | BML161184/1 | RECTIFIER/PSU AC 03; Power Supply Unit | 4 |  |  | B1-B3 | 6E3OAB2T3464M | BML161184/1 | RECTIFIER/PSU AC 03; Power Supply Unit
Ericsson | 6E3OAB2T3464M | RPM777417/00800 | CABLE WITH CONNECTOR/IDLE | 1 |  |  | B1-B3 | 6E3OAB2T3464M | RPM777417/00800 | CABLE WITH CONNECTOR/IDLE
Ericsson | 6E2OAB2T3464M | SXK1253086/1 | Cable guide | 1 |  |  | B1-B3 | 6E2OAB2T3464M | SXK1253086/1 | Cable guide
Ericsson | 6E2OAB2T3464M | KDV127621/11 | Baseband 6630 with fan | 1 |  |  | B1-B3 | 6E2OAB2T3464M | KDV127621/11 | Baseband 6630 with fan
Ericsson | 6E2OAB2T3464M | RPM777526/02000 | ET Power cable | 1 |  |  | B1-B3 | 6E2OAB2T3464M | RPM777526/02000 | ET Power cable
Ericsson | 6E2OAB2T3464M | RPM777567/05000 | Grounding Cable | 1 |  |  | B1-B3 | 6E2OAB2T3464M | RPM777567/05000 | Grounding Cable
TEF | 6E2OAB2T3464M | KRD901124/11 | AIR 6488 B42G | 2 |  |  | B1-B3 | 6E2OAB2T3464M | KRD901124/11 | AIR 6488 B42G
TEF | 6E2OAB2T3464M | RNT44737/01 | Circular Power Connector DC-C (2 wire) | 2 |  |  | B1-B3 | 6E2OAB2T3464M | RNT44737/01 | Circular Power Connector DC-C (2 wire)
TEF | 6E2OAB2T3464M | SXK1092065/1 | Air 6488 Tilt bracket | 2 |  |  | B1-B3 | 6E2OAB2T3464M | SXK1092065/1 | Air 6488 Tilt bracket
TEF | 6E2OAB2T3464M | RDH10265/2 | SFP+ SM 10.3Gb/s 1.4km 1310nm | 4 |  |  | B1-B3 | 6E2OAB2T3464M | RDH10265/2 | SFP+ SM 10.3Gb/s 1.4km 1310nm
Ericsson | 6E2OAB2T3464M | RDH10265/2 | SFP+ SM 10.3Gb/s 1.4km 1310nm | 4 |  |  | B1-B3 | 6E2OAB2T3464M | RDH10265/2 | SFP+ SM 10.3Gb/s 1.4km 1310nm
Ericsson | 6E2OAB2T3464M | RPM2533512/2000 | Optical fibre cable, single mode, LCD - LCD | 1 |  |  | B1-B3 | 6E2OAB2T3464M | RPM2533512/2000 | Optical fibre cable, single mode, LCD - LCD
Ericsson | 6E2OAB2T3464M | RDH10265/2 | SFP+ SM 10.3Gb/s 1.4km 1310nm | 3 |  |  | B1-B3 | 6E2OAB2T3464M | RDH10265/2 | SFP+ SM 10.3Gb/s 1.4km 1310nm
Ericsson | 6E2OAB2T3464M | RPM1136127/1000 | CABLE WITH CONNECTOR/RJ45(8)-RJ45(8) 1m | 1 |  |  | B1-B3 | 6E2OAB2T3464M | RPM1136127/1000 | CABLE WITH CONNECTOR/RJ45(8)-RJ45(8) 1m
Ericsson | 6E2OAB2T3464M | RPM77701/02000 | Signal Cable | 1 |  |  | B1-B3 | 6E2OAB2T3464M | RPM77701/02000 | Signal Cable
Ericsson | 6E2OAB2T3464M | SXK1252098/1 | PDU Cassette | 1 |  |  | B1-B3 | 6E2OAB2T3464M | SXK1252098/1 | PDU Cassette
Ericsson | 6E2OAB2T3464M | BGM136106/2 | PDU 03 02, Power Distribution | 1 |  |  | B1-B3 | 6E2OAB2T3464M | BGM136106/2 | PDU 03 02, Power Distribution
Ericsson | 6E2OAB2T3464M | NFS89973/6 | ECM 03 06; Electronic Circuit | 2 |  |  | B1-B3 | 6E2OAB2T3464M | NFS89973/6 | ECM 03 06; Electronic Circuit
Ericsson | 6E2OAB2T3464M | NFT30459/3 | Surge Protection Device, SPD -48V | 2 |  |  | B1-B3 | 6E2OAB2T3464M | NFT30459/3 | Surge Protection Device, SPD -48V
Ericsson | 6E2OAB2T3464M | RPM1192370/01500 | DC Power Cable | 2 |  |  | B1-B3 | 6E2OAB2T3464M | RPM1192370/01500 | DC Power Cable
Ericsson | 6E2OAB2T3464M | RPM77701/00700 | SIGNAL CABLE | 1 |  |  | B1-B3 | 6E2OAB2T3464M | RPM77701/00700 | SIGNAL CABLE
Ericsson | 6E2OAB2T3464M | BML161184/1 | RECTIFIER/PSU AC 03; Power Supply Unit | 4 |  |  | B1-B3 | 6E2OAB2T3464M | BML161184/1 | RECTIFIER/PSU AC 03; Power Supply Unit
Ericsson | 6E2OAB2T3464M | RPM777417/00800 | CABLE WITH CONNECTOR/IDLE | 1 |  |  | B1-B3 | 6E2OAB2T3464M | RPM777417/00800 | CABLE WITH CONNECTOR/IDLE
Ericsson | 6E3OAB3T34V | SXK1253086/1 | Cable guide | 1 |  |  | B1-B3 | 6E3OAB3T34V | SXK1253086/1 | Cable guide
Ericsson | 6E3OAB3T34V | KDV127621/11 | Baseband 6630 with fan | 1 |  |  | B1-B3 | 6E3OAB3T34V | KDV127621/11 | Baseband 6630 with fan
Ericsson | 6E3OAB3T34V | RPM777526/02000 | ET Power cable | 1 |  |  | B1-B3 | 6E3OAB3T34V | RPM777526/02000 | ET Power cable
Ericsson | 6E3OAB3T34V | RPM777567/05000 | Grounding Cable | 1 |  |  | B1-B3 | 6E3OAB3T34V | RPM777567/05000 | Grounding Cable
TEF | 6E3OAB3T34V | RDH10265/2 | SFP+ SM 10.3Gb/s 1.4km 1310nm | 3 |  |  | B1-B3 | 6E3OAB3T34V | RDH10265/2 | SFP+ SM 10.3Gb/s 1.4km 1310nm
Ericsson | 6E3OAB3T34V | RDH10265/2 | SFP+ SM 10.3Gb/s 1.4km 1310nm | 3 |  |  | B1-B3 | 6E3OAB3T34V | RDH10265/2 | SFP+ SM 10.3Gb/s 1.4km 1310nm
Ericsson | 6E3OAB3T34V | RPM2533512/2000 | Optical fibre cable, single mode, LCD - LCD | 1 |  |  | B1-B3 | 6E3OAB3T34V | RPM2533512/2000 | Optical fibre cable, single mode, LCD - LCD
Ericsson | 6E3OAB3T34V | RDH10265/2 | SFP+ SM 10.3Gb/s 1.4km 1310nm | 3 |  |  | B1-B3 | 6E3OAB3T34V | RDH10265/2 | SFP+ SM 10.3Gb/s 1.4km 1310nm
Ericsson | 6E3OAB3T34V | RPM77701/02000 | Signal cable | 1 |  |  | B1-B3 | 6E3OAB3T34V | RPM77701/02000 | Signal cable
Ericsson | 6E3OAB3T34V | RPM777341/01800 | Ethernet cable | 1 |  |  | B1-B3 | 6E3OAB3T34V | RPM777341/01800 | Ethernet cable
Ericsson | 6E3OAB3T34V | RPM777417/00800 | CABLE WITH CONNECTOR/IDLE | 1 |  |  | B1-B3 | 6E3OAB3T34V | RPM777417/00800 | CABLE WITH CONNECTOR/IDLE
Ericsson | 6E2OAB3T34V | SXK1253086/1 | Cable guide | 1 |  |  | B1-B3 | 6E2OAB3T34V | SXK1253086/1 | Cable guide
Ericsson | 6E2OAB3T34V | KDV127621/11 | Baseband 6630 with fan | 1 |  |  | B1-B3 | 6E2OAB3T34V | KDV127621/11 | Baseband 6630 with fan
Ericsson | 6E2OAB3T34V | RPM777526/02000 | ET Power cable | 1 |  |  | B1-B3 | 6E2OAB3T34V | RPM777526/02000 | ET Power cable
Ericsson | 6E2OAB3T34V | RPM777567/05000 | Grounding Cable | 1 |  |  | B1-B3 | 6E2OAB3T34V | RPM777567/05000 | Grounding Cable
TEF | 6E2OAB3T34V | RDH10265/2 | SFP+ SM 10.3Gb/s 1.4km 1310nm | 2 |  |  | B1-B3 | 6E2OAB3T34V | RDH10265/2 | SFP+ SM 10.3Gb/s 1.4km 1310nm
Ericsson | 6E2OAB3T34V | RDH10265/2 | SFP+ SM 10.3Gb/s 1.4km 1310nm | 2 |  |  | B1-B3 | 6E2OAB3T34V | RDH10265/2 | SFP+ SM 10.3Gb/s 1.4km 1310nm
Ericsson | 6E2OAB3T34V | RPM2533512/2000 | Optical fibre cable, single mode, LCD - LCD | 1 |  |  | B1-B3 | 6E2OAB3T34V | RPM2533512/2000 | Optical fibre cable, single mode, LCD - LCD
Ericsson | 6E2OAB3T34V | RDH10265/2 | SFP+ SM 10.3Gb/s 1.4km 1310nm | 3 |  |  | B1-B3 | 6E2OAB3T34V | RDH10265/2 | SFP+ SM 10.3Gb/s 1.4km 1310nm
Ericsson | 6E2OAB3T34V | RPM77701/02000 | Signal cable | 1 |  |  | B1-B3 | 6E2OAB3T34V | RPM77701/02000 | Signal cable
Ericsson | 6E2OAB3T34V | RPM777341/01800 | Ethernet cable | 1 |  |  | B1-B3 | 6E2OAB3T34V | RPM777341/01800 | Ethernet cable
Ericsson | 6E2OAB3T34V | RPM777417/00800 | CABLE WITH CONNECTOR/IDLE | 1 |  |  | B1-B3 | 6E2OAB3T34V | RPM777417/00800 | CABLE WITH CONNECTOR/IDLE
Ericsson | 6E3OAB3T34VM | SXK1253086/1 | Cable guide | 1 |  |  | B1-B3 | 6E3OAB3T34VM | SXK1253086/1 | Cable guide
Ericsson | 6E3OAB3T34VM | KDV127621/11 | Baseband 6630 with fan | 1 |  |  | B1-B3 | 6E3OAB3T34VM | KDV127621/11 | Baseband 6630 with fan
Ericsson | 6E3OAB3T34VM | RPM777526/02000 | ET Power cable | 1 |  |  | B1-B3 | 6E3OAB3T34VM | RPM777526/02000 | ET Power cable
Ericsson | 6E3OAB3T34VM | RPM777567/05000 | Grounding Cable | 1 |  |  | B1-B3 | 6E3OAB3T34VM | RPM777567/05000 | Grounding Cable
Ericsson | 6E3OAB3T34VM | RPM2533512/2000 | Optical fibre cable, single mode, LCD - LCD | 1 |  |  | B1-B3 | 6E3OAB3T34VM | RPM2533512/2000 | Optical fibre cable, single mode, LCD - LCD
Ericsson | 6E3OAB3T34VM | RDH10265/2 | SFP+ SM 10.3Gb/s 1.4km 1310nm | 3 |  |  | B1-B3 | 6E3OAB3T34VM | RDH10265/2 | SFP+ SM 10.3Gb/s 1.4km 1310nm
Ericsson | 6E3OAB3T34VM | RPM77701/02000 | Signal cable | 1 |  |  | B1-B3 | 6E3OAB3T34VM | RPM77701/02000 | Signal cable
Ericsson | 6E3OAB3T34VM | NTB101512/1 | GPS out Splitter | 1 |  |  | B1-B3 | 6E3OAB3T34VM | NTB101512/1 | GPS out Splitter
Ericsson | 6E3OAB3T34VM | RPM1136127/1000 | CABLE WITH CONNECTOR/RJ45(8)-RJ45(8) 1m | 2 |  |  | B1-B3 | 6E3OAB3T34VM | RPM1136127/1000 | CABLE WITH CONNECTOR/RJ45(8)-RJ45(8) 1m
Ericsson | 6E3OAB3T34VM | RPM777417/00800 | CABLE WITH CONNECTOR/IDLE | 1 |  |  | B1-B3 | 6E3OAB3T34VM | RPM777417/00800 | CABLE WITH CONNECTOR/IDLE
Ericsson | 6E2OAB3T34VM | SXK1253086/1 | Cable guide | 1 |  |  | B1-B3 | 6E2OAB3T34VM | SXK1253086/1 | Cable guide
Ericsson | 6E2OAB3T34VM | KDV127621/11 | Baseband 6630 with fan | 1 |  |  | B1-B3 | 6E2OAB3T34VM | KDV127621/11 | Baseband 6630 with fan
Ericsson | 6E2OAB3T34VM | RPM777526/02000 | ET Power cable | 1 |  |  | B1-B3 | 6E2OAB3T34VM | RPM777526/02000 | ET Power cable
Ericsson | 6E2OAB3T34VM | RPM777567/05000 | Grounding Cable | 1 |  |  | B1-B3 | 6E2OAB3T34VM | RPM777567/05000 | Grounding Cable
Ericsson | 6E2OAB3T34VM | RPM2533512/2000 | Optical fibre cable, single mode, LCD - LCD | 1 |  |  | B1-B3 | 6E2OAB3T34VM | RPM2533512/2000 | Optical fibre cable, single mode, LCD - LCD
Ericsson | 6E2OAB3T34VM | RDH10265/2 | SFP+ SM 10.3Gb/s 1.4km 1310nm | 3 |  |  | B1-B3 | 6E2OAB3T34VM | RDH10265/2 | SFP+ SM 10.3Gb/s 1.4km 1310nm
Ericsson | 6E2OAB3T34VM | RPM77701/02000 | Signal cable | 1 |  |  | B1-B3 | 6E2OAB3T34VM | RPM77701/02000 | Signal cable
Ericsson | 6E2OAB3T34VM | NTB101512/1 | GPS out Splitter | 1 |  |  | B1-B3 | 6E2OAB3T34VM | NTB101512/1 | GPS out Splitter
Ericsson | 6E2OAB3T34VM | RPM1136127/1000 | CABLE WITH CONNECTOR/RJ45(8)-RJ45(8) 1m | 2 |  |  | B1-B3 | 6E2OAB3T34VM | RPM1136127/1000 | CABLE WITH CONNECTOR/RJ45(8)-RJ45(8) 1m
Ericsson | 6E2OAB3T34VM | RPM777417/00800 | CABLE WITH CONNECTOR/IDLE | 1 |  |  | B1-B3 | 6E2OAB3T34VM | RPM777417/00800 | CABLE WITH CONNECTOR/IDLE
Ericsson | 6E3IDB3N7MM | RDH10265/2 | SFP+ SM 10.3Gb/s 1.4km 1310nm | 3 |  |  | B1-B3 | 6E3IDB3N7MM | RDH10265/2 | SFP+ SM 10.3Gb/s 1.4km 1310nm
TEF | 6E3IDB3N7MM | RDH10265/2 | SFP+ SM 10.3Gb/s 1.4km 1310nm | 3 |  |  | B1-B3 | 6E3IDB3N7MM | RDH10265/2 | SFP+ SM 10.3Gb/s 1.4km 1310nm
TEF | 6E3IDB3N7MM | KRC161499/1 | Radio 2217 B28B | 3 |  |  | B1-B3 | 6E3IDB3N7MM | KRC161499/1 | Radio 2217 B28B
TEF | 6E3IDB3N7MM | RNT44737/01 | Circular Power Connector DC-C (2 wire) | 3 |  |  | B1-B3 | 6E3IDB3N7MM | RNT44737/01 | Circular Power Connector DC-C (2 wire)
Ericsson | 6E3OAB3N7MM | RDH10265/2 | SFP+ SM 10.3Gb/s 1.4km 1310nm | 3 |  |  | B1-B3 | 6E3OAB3N7MM | RDH10265/2 | SFP+ SM 10.3Gb/s 1.4km 1310nm
TEF | 6E3OAB3N7MM | RDH10265/2 | SFP+ SM 10.3Gb/s 1.4km 1310nm | 3 |  |  | B1-B3 | 6E3OAB3N7MM | RDH10265/2 | SFP+ SM 10.3Gb/s 1.4km 1310nm
TEF | 6E3OAB3N7MM | KRC161499/1 | Radio 2217 B28B | 3 |  |  | B1-B3 | 6E3OAB3N7MM | KRC161499/1 | Radio 2217 B28B
TEF | 6E3OAB3N7MM | RNT44737/01 | Circular Power Connector DC-C (2 wire) | 3 |  |  | B1-B3 | 6E3OAB3N7MM | RNT44737/01 | Circular Power Connector DC-C (2 wire)
Ericsson | 6E3OAB3N7MM | NFT30459/2 | Surge Protection Device, SPD -48V | 3 |  |  | B1-B3 | 6E3OAB3N7MM | NFT30459/2 | Surge Protection Device, SPD -48V
Ericsson | 6E3OAB3N7MM | RPM777193/01500 | CABLE WITH CONNECTOR/DC POWER CABLE | 3 |  |  | B1-B3 | 6E3OAB3N7MM | RPM777193/01500 | CABLE WITH CONNECTOR/DC POWER CABLE
Ericsson | 6E2IDB3N7MM | RDH10265/2 | SFP+ SM 10.3Gb/s 1.4km 1310nm | 2 |  |  | B1-B3 | 6E2IDB3N7MM | RDH10265/2 | SFP+ SM 10.3Gb/s 1.4km 1310nm
TEF | 6E2IDB3N7MM | RDH10265/2 | SFP+ SM 10.3Gb/s 1.4km 1310nm | 2 |  |  | B1-B3 | 6E2IDB3N7MM | RDH10265/2 | SFP+ SM 10.3Gb/s 1.4km 1310nm
TEF | 6E2IDB3N7MM | KRC161499/1 | Radio 2217 B28B | 2 |  |  | B1-B3 | 6E2IDB3N7MM | KRC161499/1 | Radio 2217 B28B
TEF | 6E2IDB3N7MM | RNT44737/01 | Circular Power Connector DC-C (2 wire) | 2 |  |  | B1-B3 | 6E2IDB3N7MM | RNT44737/01 | Circular Power Connector DC-C (2 wire)
Ericsson | 6E2OAB3N7MM | RDH10265/2 | SFP+ SM 10.3Gb/s 1.4km 1310nm | 2 |  |  | B1-B3 | 6E2OAB3N7MM | RDH10265/2 | SFP+ SM 10.3Gb/s 1.4km 1310nm
TEF | 6E2OAB3N7MM | RDH10265/2 | SFP+ SM 10.3Gb/s 1.4km 1310nm | 2 |  |  | B1-B3 | 6E2OAB3N7MM | RDH10265/2 | SFP+ SM 10.3Gb/s 1.4km 1310nm
TEF | 6E2OAB3N7MM | KRC161499/1 | Radio 2217 B28B | 2 |  |  | B1-B3 | 6E2OAB3N7MM | KRC161499/1 | Radio 2217 B28B
TEF | 6E2OAB3N7MM | RNT44737/01 | Circular Power Connector DC-C (2 wire) | 2 |  |  | B1-B3 | 6E2OAB3N7MM | RNT44737/01 | Circular Power Connector DC-C (2 wire)
Ericsson | 6E2OAB3N7MM | NFT30459/2 | Surge Protection Device, SPD -48V | 2 |  |  | B1-B3 | 6E2OAB3N7MM | NFT30459/2 | Surge Protection Device, SPD -48V
Ericsson | 6E2OAB3N7MM | RPM777193/01500 | CABLE WITH CONNECTOR/DC POWER CABLE | 2 |  |  | B1-B3 | 6E2OAB3N7MM | RPM777193/01500 | CABLE WITH CONNECTOR/DC POWER CABLE
Ericsson | 6E3IDB3N7MMT23BB | RDH10265/2 | SFP+ SM 10.3Gb/s 1.4km 1310nm | 3 |  |  | B1-B3 | 6E3IDB3N7MMT23BB | RDH10265/2 | SFP+ SM 10.3Gb/s 1.4km 1310nm
TEF | 6E3IDB3N7MMT23BB | RDH10265/2 | SFP+ SM 10.3Gb/s 1.4km 1310nm | 3 |  |  | B1-B3 | 6E3IDB3N7MMT23BB | RDH10265/2 | SFP+ SM 10.3Gb/s 1.4km 1310nm
TEF | 6E3IDB3N7MMT23BB | KRC161499/1 | Radio 2217 B28B | 3 |  |  | B1-B3 | 6E3IDB3N7MMT23BB | KRC161499/1 | Radio 2217 B28B
TEF | 6E3IDB3N7MMT23BB | RNT44737/01 | Circular Power Connector DC-C (2 wire) | 3 |  |  | B1-B3 | 6E3IDB3N7MMT23BB | RNT44737/01 | Circular Power Connector DC-C (2 wire)
Ericsson | 6E3IDB3N7MMT23BB | SXK1253086/1 | Cable guide | 1 |  |  | B1-B3 | 6E3IDB3N7MMT23BB | SXK1253086/1 | Cable guide
Ericsson | 6E3IDB3N7MMT23BB | KDV127621/11 | Baseband 6630 with fan | 1 |  |  | B1-B3 | 6E3IDB3N7MMT23BB | KDV127621/11 | Baseband 6630 with fan
Ericsson | 6E3IDB3N7MMT23BB | RPM777526/02000 | ET Power cable | 1 |  |  | B1-B3 | 6E3IDB3N7MMT23BB | RPM777526/02000 | ET Power cable
Ericsson | 6E3IDB3N7MMT23BB | RPM777567/05000 | Grounding Cable | 1 |  |  | B1-B3 | 6E3IDB3N7MMT23BB | RPM777567/05000 | Grounding Cable
Ericsson | 6E3IDB3N7MMT23BB | RPM77701/02000 | Signal cable | 1 |  |  | B1-B3 | 6E3IDB3N7MMT23BB | RPM77701/02000 | Signal cable
Ericsson | 6E3IDB3N7MMT23BB | RPM777274/00650 | Signal cable | 3 |  |  | B1-B3 | 6E3IDB3N7MMT23BB | RPM777274/00650 | Signal cable
Ericsson | 6E3IDB3N7MMT23BB | RPM777341/01800 | Ethernet cable | 1 |  |  | B1-B3 | 6E3IDB3N7MMT23BB | RPM777341/01800 | Ethernet cable
Ericsson | 6E3IDB3N7MMT23BB | RPM777417/00800 | CABLE WITH CONNECTOR/IDLE | 1 |  |  | B1-B3 | 6E3IDB3N7MMT23BB | RPM777417/00800 | CABLE WITH CONNECTOR/IDLE
Ericsson | 6E3OAB3N7MMT23BB | RDH10265/2 | SFP+ SM 10.3Gb/s 1.4km 1310nm | 3 |  |  | B1-B3 | 6E3OAB3N7MMT23BB | RDH10265/2 | SFP+ SM 10.3Gb/s 1.4km 1310nm
TEF | 6E3OAB3N7MMT23BB | RDH10265/2 | SFP+ SM 10.3Gb/s 1.4km 1310nm | 3 |  |  | B1-B3 | 6E3OAB3N7MMT23BB | RDH10265/2 | SFP+ SM 10.3Gb/s 1.4km 1310nm
TEF | 6E3OAB3N7MMT23BB | KRC161499/1 | Radio 2217 B28B | 3 |  |  | B1-B3 | 6E3OAB3N7MMT23BB | KRC161499/1 | Radio 2217 B28B
TEF | 6E3OAB3N7MMT23BB | RNT44737/01 | Circular Power Connector DC-C (2 wire) | 3 |  |  | B1-B3 | 6E3OAB3N7MMT23BB | RNT44737/01 | Circular Power Connector DC-C (2 wire)
Ericsson | 6E3OAB3N7MMT23BB | NFT30459/2 | Surge Protection Device, SPD -48V | 3 |  |  | B1-B3 | 6E3OAB3N7MMT23BB | NFT30459/2 | Surge Protection Device, SPD -48V
Ericsson | 6E3OAB3N7MMT23BB | RPM777193/01500 | CABLE WITH CONNECTOR/DC POWER CABLE | 3 |  |  | B1-B3 | 6E3OAB3N7MMT23BB | RPM777193/01500 | CABLE WITH CONNECTOR/DC POWER CABLE
Ericsson | 6E3OAB3N7MMT23BB | SXK1253086/1 | Cable guide | 1 |  |  | B1-B3 | 6E3OAB3N7MMT23BB | SXK1253086/1 | Cable guide
Ericsson | 6E3OAB3N7MMT23BB | KDV127621/11 | Baseband 6630 with fan | 1 |  |  | B1-B3 | 6E3OAB3N7MMT23BB | KDV127621/11 | Baseband 6630 with fan
Ericsson | 6E3OAB3N7MMT23BB | RPM777526/02000 | ET Power cable | 1 |  |  | B1-B3 | 6E3OAB3N7MMT23BB | RPM777526/02000 | ET Power cable
Ericsson | 6E3OAB3N7MMT23BB | RPM777567/05000 | Grounding Cable | 1 |  |  | B1-B3 | 6E3OAB3N7MMT23BB | RPM777567/05000 | Grounding Cable
Ericsson | 6E3OAB3N7MMT23BB | RPM77701/02000 | Signal cable | 1 |  |  | B1-B3 | 6E3OAB3N7MMT23BB | RPM77701/02000 | Signal cable
Ericsson | 6E3OAB3N7MMT23BB | RPM777274/00650 | Signal cable | 3 |  |  | B1-B3 | 6E3OAB3N7MMT23BB | RPM777274/00650 | Signal cable
Ericsson | 6E3OAB3N7MMT23BB | RPM777341/01800 | Ethernet cable | 1 |  |  | B1-B3 | 6E3OAB3N7MMT23BB | RPM777341/01800 | Ethernet cable
Ericsson | 6E3OAB3N7MMT23BB | RPM777417/00800 | CABLE WITH CONNECTOR/IDLE | 1 |  |  | B1-B3 | 6E3OAB3N7MMT23BB | RPM777417/00800 | CABLE WITH CONNECTOR/IDLE
Ericsson | 6E2IDB3N7MMT23BB | RDH10265/2 | SFP+ SM 10.3Gb/s 1.4km 1310nm | 2 |  |  | B1-B3 | 6E2IDB3N7MMT23BB | RDH10265/2 | SFP+ SM 10.3Gb/s 1.4km 1310nm
TEF | 6E2IDB3N7MMT23BB | RDH10265/2 | SFP+ SM 10.3Gb/s 1.4km 1310nm | 2 |  |  | B1-B3 | 6E2IDB3N7MMT23BB | RDH10265/2 | SFP+ SM 10.3Gb/s 1.4km 1310nm
TEF | 6E2IDB3N7MMT23BB | KRC161499/1 | Radio 2217 B28B | 2 |  |  | B1-B3 | 6E2IDB3N7MMT23BB | KRC161499/1 | Radio 2217 B28B
TEF | 6E2IDB3N7MMT23BB | RNT44737/01 | Circular Power Connector DC-C (2 wire) | 2 |  |  | B1-B3 | 6E2IDB3N7MMT23BB | RNT44737/01 | Circular Power Connector DC-C (2 wire)
Ericsson | 6E2IDB3N7MMT23BB | SXK1253086/1 | Cable guide | 1 |  |  | B1-B3 | 6E2IDB3N7MMT23BB | SXK1253086/1 | Cable guide
Ericsson | 6E2IDB3N7MMT23BB | KDV127621/11 | Baseband 6630 with fan | 1 |  |  | B1-B3 | 6E2IDB3N7MMT23BB | KDV127621/11 | Baseband 6630 with fan
Ericsson | 6E2IDB3N7MMT23BB | RPM777526/02000 | ET Power cable | 1 |  |  | B1-B3 | 6E2IDB3N7MMT23BB | RPM777526/02000 | ET Power cable
Ericsson | 6E2IDB3N7MMT23BB | RPM777567/05000 | Grounding Cable | 1 |  |  | B1-B3 | 6E2IDB3N7MMT23BB | RPM777567/05000 | Grounding Cable
Ericsson | 6E2IDB3N7MMT23BB | RPM77701/02000 | Signal cable | 1 |  |  | B1-B3 | 6E2IDB3N7MMT23BB | RPM77701/02000 | Signal cable
Ericsson | 6E2IDB3N7MMT23BB | RPM777274/00650 | Signal cable | 2 |  |  | B1-B3 | 6E2IDB3N7MMT23BB | RPM777274/00650 | Signal cable
Ericsson | 6E2IDB3N7MMT23BB | RPM777341/01800 | Ethernet cable | 1 |  |  | B1-B3 | 6E2IDB3N7MMT23BB | RPM777341/01800 | Ethernet cable
Ericsson | 6E2IDB3N7MMT23BB | RPM777417/00800 | CABLE WITH CONNECTOR/IDLE | 1 |  |  | B1-B3 | 6E2IDB3N7MMT23BB | RPM777417/00800 | CABLE WITH CONNECTOR/IDLE
Ericsson | 6E2OAB3N7MMT23BB | RDH10265/2 | SFP+ SM 10.3Gb/s 1.4km 1310nm | 2 |  |  | B1-B3 | 6E2OAB3N7MMT23BB | RDH10265/2 | SFP+ SM 10.3Gb/s 1.4km 1310nm
TEF | 6E2OAB3N7MMT23BB | RDH10265/2 | SFP+ SM 10.3Gb/s 1.4km 1310nm | 2 |  |  | B1-B3 | 6E2OAB3N7MMT23BB | RDH10265/2 | SFP+ SM 10.3Gb/s 1.4km 1310nm
TEF | 6E2OAB3N7MMT23BB | KRC161499/1 | Radio 2217 B28B | 2 |  |  | B1-B3 | 6E2OAB3N7MMT23BB | KRC161499/1 | Radio 2217 B28B
TEF | 6E2OAB3N7MMT23BB | RNT44737/01 | Circular Power Connector DC-C (2 wire) | 2 |  |  | B1-B3 | 6E2OAB3N7MMT23BB | RNT44737/01 | Circular Power Connector DC-C (2 wire)
Ericsson | 6E2OAB3N7MMT23BB | NFT30459/2 | Surge Protection Device, SPD -48V | 2 |  |  | B1-B3 | 6E2OAB3N7MMT23BB | NFT30459/2 | Surge Protection Device, SPD -48V
Ericsson | 6E2OAB3N7MMT23BB | RPM777193/01500 | CABLE WITH CONNECTOR/DC POWER CABLE | 2 |  |  | B1-B3 | 6E2OAB3N7MMT23BB | RPM777193/01500 | CABLE WITH CONNECTOR/DC POWER CABLE
Ericsson | 6E2OAB3N7MMT23BB | SXK1253086/1 | Cable guide | 1 |  |  | B1-B3 | 6E2OAB3N7MMT23BB | SXK1253086/1 | Cable guide
Ericsson | 6E2OAB3N7MMT23BB | KDV127621/11 | Baseband 6630 with fan | 1 |  |  | B1-B3 | 6E2OAB3N7MMT23BB | KDV127621/11 | Baseband 6630 with fan
Ericsson | 6E2OAB3N7MMT23BB | RPM777526/02000 | ET Power cable | 1 |  |  | B1-B3 | 6E2OAB3N7MMT23BB | RPM777526/02000 | ET Power cable
Ericsson | 6E2OAB3N7MMT23BB | RPM777567/05000 | Grounding Cable | 1 |  |  | B1-B3 | 6E2OAB3N7MMT23BB | RPM777567/05000 | Grounding Cable
Ericsson | 6E2OAB3N7MMT23BB | RPM777274/00650 | Signal cable | 2 |  |  | B1-B3 | 6E2OAB3N7MMT23BB | RPM777274/00650 | Signal cable
Ericsson | 6E2OAB3N7MMT23BB | RPM77701/02000 | Signal cable | 1 |  |  | B1-B3 | 6E2OAB3N7MMT23BB | RPM77701/02000 | Signal cable
Ericsson | 6E2OAB3N7MMT23BB | RPM777341/01800 | Ethernet cable | 1 |  |  | B1-B3 | 6E2OAB3N7MMT23BB | RPM777341/01800 | Ethernet cable
Ericsson | 6E2OAB3N7MMT23BB | RPM777417/00800 | CABLE WITH CONNECTOR/IDLE | 1 |  |  | B1-B3 | 6E2OAB3N7MMT23BB | RPM777417/00800 | CABLE WITH CONNECTOR/IDLE
Ericsson | 6E3OAB3GU9N7MM | RDH10265/2 | SFP+ SM 10.3Gb/s 1.4km 1310nm | 3 |  |  | B1-B3 | 6E3OAB3GU9N7MM | RDH10265/2 | SFP+ SM 10.3Gb/s 1.4km 1310nm
Ericsson | 6E3OAB3GU9N7MM | RDH10265/2 | SFP+ SM 10.3Gb/s 1.4km 1310nm | 3 |  |  | B1-B3 | 6E3OAB3GU9N7MM | RDH10265/2 | SFP+ SM 10.3Gb/s 1.4km 1310nm
Ericsson | 6E3OAB3GU9N7MMT23BB | RDH10265/2 | SFP+ SM 10.3Gb/s 1.4km 1310nm | 3 |  |  | B1-B3 | 6E3OAB3GU9N7MMT23BB | RDH10265/2 | SFP+ SM 10.3Gb/s 1.4km 1310nm
Ericsson | 6E3OAB3GU9N7MMT23BB | RDH10265/2 | SFP+ SM 10.3Gb/s 1.4km 1310nm | 3 |  |  | B1-B3 | 6E3OAB3GU9N7MMT23BB | RDH10265/2 | SFP+ SM 10.3Gb/s 1.4km 1310nm
Ericsson | 6E3OAB3GU9N7MMT23BB | SXK1253086/1 | Cable guide | 1 |  |  | B1-B3 | 6E3OAB3GU9N7MMT23BB | SXK1253086/1 | Cable guide
Ericsson | 6E3OAB3GU9N7MMT23BB | KDV127621/11 | Baseband 6630 with fan | 1 |  |  | B1-B3 | 6E3OAB3GU9N7MMT23BB | KDV127621/11 | Baseband 6630 with fan
Ericsson | 6E3OAB3GU9N7MMT23BB | RPM777526/02000 | ET Power cable | 1 |  |  | B1-B3 | 6E3OAB3GU9N7MMT23BB | RPM777526/02000 | ET Power cable
Ericsson | 6E3OAB3GU9N7MMT23BB | RPM777567/05000 | Grounding Cable | 1 |  |  | B1-B3 | 6E3OAB3GU9N7MMT23BB | RPM777567/05000 | Grounding Cable
Ericsson | 6E3OAB3GU9N7MMT23BB | RPM777341/01800 | Ethernet cable | 1 |  |  | B1-B3 | 6E3OAB3GU9N7MMT23BB | RPM777341/01800 | Ethernet cable
Ericsson | 6E3OAB3GU9N7MMT23BB | RPM77701/02000 | Signal cable | 1 |  |  | B1-B3 | 6E3OAB3GU9N7MMT23BB | RPM77701/02000 | Signal cable
Ericsson | 6E3OAB3GU9N7MMT23BB | RPM777417/00800 | CABLE WITH CONNECTOR/IDLE | 1 |  |  | B1-B3 | 6E3OAB3GU9N7MMT23BB | RPM777417/00800 | CABLE WITH CONNECTOR/IDLE
TEF | 1E3HC6201IDB2B3UG | KRC161797/1 | RADIO UNIT/Radio 2238 B8 B20 B28B | 3 |  |  | B2-B3 | 1E3HC6201IDB2B3UG | KRC161797/1 | RADIO UNIT/Radio 2238 B8 B20 B28B
TEF | 1E3HC6201IDB2B3UG | RNT44737/01 | Circular Power Connector DC-C (2 wire) | 3 |  |  | B2-B3 | 1E3HC6201IDB2B3UG | RNT44737/01 | Circular Power Connector DC-C (2 wire)
TEF | 1E3HC6201IDB2B3UG | RDH10265/2 | SFP+ SM 10.3Gb/s 1.4km 1310nm | 6 |  |  | B2-B3 | 1E3HC6201IDB2B3UG | RDH10265/2 | SFP+ SM 10.3Gb/s 1.4km 1310nm
Ericsson | 1E3HC6201IDB2B3UG | RDH10265/2 | SFP+ SM 10.3Gb/s 1.4km 1310nm | 6 |  |  | B2-B3 | 1E3HC6201IDB2B3UG | RDH10265/2 | SFP+ SM 10.3Gb/s 1.4km 1310nm
Ericsson | 1E3HC6201IDB2B3UG | RPM777211/01800 | CABLE WITH CONNECTOR/SIGNAL CABLE | 6 |  |  | B2-B3 | 1E3HC6201IDB2B3UG | RPM777211/01800 | CABLE WITH CONNECTOR/SIGNAL CABLE
Ericsson | 1E3HC6201IDB2B3UG | RPM777279/00650 | SIGNAL CABLE | 1 |  |  | B2-B3 | 1E3HC6201IDB2B3UG | RPM777279/00650 | SIGNAL CABLE
Ericsson | 1E3HC6201IDB2B3UG | SXA1342193/1 | MECHANICAL COMPONENT/Dummy 62 | 3 |  |  | B2-B3 | 1E3HC6201IDB2B3UG | SXA1342193/1 | MECHANICAL COMPONENT/Dummy 62
Ericsson | 1E3HC6201IDB2B3UG | SXA1342193/2 | MECHANICAL COMPONENT/Dummy 31 | 2 |  |  | B2-B3 | 1E3HC6201IDB2B3UG | SXA1342193/2 | MECHANICAL COMPONENT/Dummy 31
TEF | 1E3HC6102OAB2B3UG | KRC161797/1 | RADIO UNIT/Radio 2238 B8 B20 B28B | 3 |  |  | B2-B3 | 1E3HC6102OAB2B3UG | KRC161797/1 | RADIO UNIT/Radio 2238 B8 B20 B28B
TEF | 1E3HC6102OAB2B3UG | RNT44737/01 | Circular Power Connector DC-C (2 wire) | 3 |  |  | B2-B3 | 1E3HC6102OAB2B3UG | RNT44737/01 | Circular Power Connector DC-C (2 wire)
TEF | 1E3HC6102OAB2B3UG | RDH10265/2 | SFP+ SM 10.3Gb/s 1.4km 1310nm | 6 |  |  | B2-B3 | 1E3HC6102OAB2B3UG | RDH10265/2 | SFP+ SM 10.3Gb/s 1.4km 1310nm
Ericsson | 1E3HC6102OAB2B3UG | RDH10265/2 | SFP+ SM 10.3Gb/s 1.4km 1310nm | 6 |  |  | B2-B3 | 1E3HC6102OAB2B3UG | RDH10265/2 | SFP+ SM 10.3Gb/s 1.4km 1310nm
Ericsson | 1E3HC6102OAB2B3UG | RPM777211/01800 | CABLE WITH CONNECTOR/SIGNAL CABLE | 6 |  |  | B2-B3 | 1E3HC6102OAB2B3UG | RPM777211/01800 | CABLE WITH CONNECTOR/SIGNAL CABLE
Ericsson | 1E3HC6102OAB2B3UG | RPM777279/00650 | SIGNAL CABLE | 1 |  |  | B2-B3 | 1E3HC6102OAB2B3UG | RPM777279/00650 | SIGNAL CABLE
Ericsson | 1E3HC6102OAB2B3UG | SXA1342193/1 | MECHANICAL COMPONENT/Dummy 62 | 3 |  |  | B2-B3 | 1E3HC6102OAB2B3UG | SXA1342193/1 | MECHANICAL COMPONENT/Dummy 62
Ericsson | 1E3HC6102OAB2B3UG | SXA1342193/2 | MECHANICAL COMPONENT/Dummy 31 | 2 |  |  | B2-B3 | 1E3HC6102OAB2B3UG | SXA1342193/2 | MECHANICAL COMPONENT/Dummy 31
TEF | 1E3MC6201IDB2B3UG | KRC161797/1 | RADIO UNIT/Radio 2238 B8 B20 B28B | 3 |  |  | B2-B3 | 1E3MC6201IDB2B3UG | KRC161797/1 | RADIO UNIT/Radio 2238 B8 B20 B28B
TEF | 1E3MC6201IDB2B3UG | RNT44737/01 | Circular Power Connector DC-C (2 wire) | 3 |  |  | B2-B3 | 1E3MC6201IDB2B3UG | RNT44737/01 | Circular Power Connector DC-C (2 wire)
TEF | 1E3MC6201IDB2B3UG | RDH10265/2 | SFP+ SM 10.3Gb/s 1.4km 1310nm | 6 |  |  | B2-B3 | 1E3MC6201IDB2B3UG | RDH10265/2 | SFP+ SM 10.3Gb/s 1.4km 1310nm
Ericsson | 1E3MC6201IDB2B3UG | RDH10265/2 | SFP+ SM 10.3Gb/s 1.4km 1310nm | 6 |  |  | B2-B3 | 1E3MC6201IDB2B3UG | RDH10265/2 | SFP+ SM 10.3Gb/s 1.4km 1310nm
Ericsson | 1E3MC6201IDB2B3UG | RPM777211/01800 | CABLE WITH CONNECTOR/SIGNAL CABLE | 6 |  |  | B2-B3 | 1E3MC6201IDB2B3UG | RPM777211/01800 | CABLE WITH CONNECTOR/SIGNAL CABLE
Ericsson | 1E3MC6201IDB2B3UG | RPM777279/00650 | SIGNAL CABLE | 1 |  |  | B2-B3 | 1E3MC6201IDB2B3UG | RPM777279/00650 | SIGNAL CABLE
Ericsson | 1E3MC6201IDB2B3UG | SXA1342193/1 | MECHANICAL COMPONENT/Dummy 62 | 3 |  |  | B2-B3 | 1E3MC6201IDB2B3UG | SXA1342193/1 | MECHANICAL COMPONENT/Dummy 62
Ericsson | 1E3MC6201IDB2B3UG | SXA1342193/2 | MECHANICAL COMPONENT/Dummy 31 | 2 |  |  | B2-B3 | 1E3MC6201IDB2B3UG | SXA1342193/2 | MECHANICAL COMPONENT/Dummy 31
TEF | 1E3MC6102OAB2B3UG | KRC161797/1 | RADIO UNIT/Radio 2238 B8 B20 B28B | 3 |  |  | B2-B3 | 1E3MC6102OAB2B3UG | KRC161797/1 | RADIO UNIT/Radio 2238 B8 B20 B28B
TEF | 1E3MC6102OAB2B3UG | RNT44737/01 | Circular Power Connector DC-C (2 wire) | 3 |  |  | B2-B3 | 1E3MC6102OAB2B3UG | RNT44737/01 | Circular Power Connector DC-C (2 wire)
TEF | 1E3MC6102OAB2B3UG | RDH10265/2 | SFP+ SM 10.3Gb/s 1.4km 1310nm | 6 |  |  | B2-B3 | 1E3MC6102OAB2B3UG | RDH10265/2 | SFP+ SM 10.3Gb/s 1.4km 1310nm
Ericsson | 1E3MC6102OAB2B3UG | RDH10265/2 | SFP+ SM 10.3Gb/s 1.4km 1310nm | 6 |  |  | B2-B3 | 1E3MC6102OAB2B3UG | RDH10265/2 | SFP+ SM 10.3Gb/s 1.4km 1310nm
Ericsson | 1E3MC6102OAB2B3UG | RPM777211/01800 | CABLE WITH CONNECTOR/SIGNAL CABLE | 6 |  |  | B2-B3 | 1E3MC6102OAB2B3UG | RPM777211/01800 | CABLE WITH CONNECTOR/SIGNAL CABLE
Ericsson | 1E3MC6102OAB2B3UG | RPM777279/00650 | SIGNAL CABLE | 1 |  |  | B2-B3 | 1E3MC6102OAB2B3UG | RPM777279/00650 | SIGNAL CABLE
Ericsson | 1E3MC6102OAB2B3UG | SXA1342193/1 | MECHANICAL COMPONENT/Dummy 62 | 3 |  |  | B2-B3 | 1E3MC6102OAB2B3UG | SXA1342193/1 | MECHANICAL COMPONENT/Dummy 62
Ericsson | 1E3MC6102OAB2B3UG | SXA1342193/2 | MECHANICAL COMPONENT/Dummy 31 | 2 |  |  | B2-B3 | 1E3MC6102OAB2B3UG | SXA1342193/2 | MECHANICAL COMPONENT/Dummy 31
TEF | E3HC6201IDB2B3UG | KRC161797/1 | RADIO UNIT/Radio 2238 B8 B20 B28B | 3 |  |  | B2-B3 | E3HC6201IDB2B3UG | KRC161797/1 | RADIO UNIT/Radio 2238 B8 B20 B28B
TEF | E3HC6201IDB2B3UG | RNT44737/01 | Circular Power Connector DC-C (2 wire) | 3 |  |  | B2-B3 | E3HC6201IDB2B3UG | RNT44737/01 | Circular Power Connector DC-C (2 wire)
TEF | E3HC6201IDB2B3UG | RDH10265/2 | SFP+ SM 10.3Gb/s 1.4km 1310nm | 6 |  |  | B2-B3 | E3HC6201IDB2B3UG | RDH10265/2 | SFP+ SM 10.3Gb/s 1.4km 1310nm
Ericsson | E3HC6201IDB2B3UG | RDH10265/2 | SFP+ SM 10.3Gb/s 1.4km 1310nm | 6 |  |  | B2-B3 | E3HC6201IDB2B3UG | RDH10265/2 | SFP+ SM 10.3Gb/s 1.4km 1310nm
Ericsson | E3HC6201IDB2B3UG | RPM777211/01800 | CABLE WITH CONNECTOR/SIGNAL CABLE | 6 |  |  | B2-B3 | E3HC6201IDB2B3UG | RPM777211/01800 | CABLE WITH CONNECTOR/SIGNAL CABLE
Ericsson | E3HC6201IDB2B3UG | RPM777279/00650 | SIGNAL CABLE | 1 |  |  | B2-B3 | E3HC6201IDB2B3UG | RPM777279/00650 | SIGNAL CABLE
Ericsson | E3HC6201IDB2B3UG | SXA1342193/2 | MECHANICAL COMPONENT/Dummy 31 | 2 |  |  | B2-B3 | E3HC6201IDB2B3UG | SXA1342193/2 | MECHANICAL COMPONENT/Dummy 31
TEF | E3HC6102OAB2B3UG | KRC161797/1 | RADIO UNIT/Radio 2238 B8 B20 B28B | 3 |  |  | B2-B3 | E3HC6102OAB2B3UG | KRC161797/1 | RADIO UNIT/Radio 2238 B8 B20 B28B
TEF | E3HC6102OAB2B3UG | RNT44737/01 | Circular Power Connector DC-C (2 wire) | 3 |  |  | B2-B3 | E3HC6102OAB2B3UG | RNT44737/01 | Circular Power Connector DC-C (2 wire)
TEF | E3HC6102OAB2B3UG | RDH10265/2 | SFP+ SM 10.3Gb/s 1.4km 1310nm | 6 |  |  | B2-B3 | E3HC6102OAB2B3UG | RDH10265/2 | SFP+ SM 10.3Gb/s 1.4km 1310nm
Ericsson | E3HC6102OAB2B3UG | RDH10265/2 | SFP+ SM 10.3Gb/s 1.4km 1310nm | 6 |  |  | B2-B3 | E3HC6102OAB2B3UG | RDH10265/2 | SFP+ SM 10.3Gb/s 1.4km 1310nm
Ericsson | E3HC6102OAB2B3UG | RPM777211/01800 | CABLE WITH CONNECTOR/SIGNAL CABLE | 6 |  |  | B2-B3 | E3HC6102OAB2B3UG | RPM777211/01800 | CABLE WITH CONNECTOR/SIGNAL CABLE
Ericsson | E3HC6102OAB2B3UG | RPM777279/00650 | SIGNAL CABLE | 1 |  |  | B2-B3 | E3HC6102OAB2B3UG | RPM777279/00650 | SIGNAL CABLE
Ericsson | E3HC6102OAB2B3UG | SXA1342193/2 | MECHANICAL COMPONENT/Dummy 31 | 2 |  |  | B2-B3 | E3HC6102OAB2B3UG | SXA1342193/2 | MECHANICAL COMPONENT/Dummy 31
TEF | E3MC6201IDB2B3UG | KRC161797/1 | RADIO UNIT/Radio 2238 B8 B20 B28B | 3 |  |  | B2-B3 | E3MC6201IDB2B3UG | KRC161797/1 | RADIO UNIT/Radio 2238 B8 B20 B28B
TEF | E3MC6201IDB2B3UG | RNT44737/01 | Circular Power Connector DC-C (2 wire) | 3 |  |  | B2-B3 | E3MC6201IDB2B3UG | RNT44737/01 | Circular Power Connector DC-C (2 wire)
TEF | E3MC6201IDB2B3UG | RDH10265/2 | SFP+ SM 10.3Gb/s 1.4km 1310nm | 6 |  |  | B2-B3 | E3MC6201IDB2B3UG | RDH10265/2 | SFP+ SM 10.3Gb/s 1.4km 1310nm
Ericsson | E3MC6201IDB2B3UG | RDH10265/2 | SFP+ SM 10.3Gb/s 1.4km 1310nm | 6 |  |  | B2-B3 | E3MC6201IDB2B3UG | RDH10265/2 | SFP+ SM 10.3Gb/s 1.4km 1310nm
Ericsson | E3MC6201IDB2B3UG | RPM777211/01800 | CABLE WITH CONNECTOR/SIGNAL CABLE | 6 |  |  | B2-B3 | E3MC6201IDB2B3UG | RPM777211/01800 | CABLE WITH CONNECTOR/SIGNAL CABLE
Ericsson | E3MC6201IDB2B3UG | RPM777279/00650 | SIGNAL CABLE | 1 |  |  | B2-B3 | E3MC6201IDB2B3UG | RPM777279/00650 | SIGNAL CABLE
Ericsson | E3MC6201IDB2B3UG | SXA1342193/2 | MECHANICAL COMPONENT/Dummy 31 | 2 |  |  | B2-B3 | E3MC6201IDB2B3UG | SXA1342193/2 | MECHANICAL COMPONENT/Dummy 31
Ericsson | E3MC6201IDB2B3UG | SXA1342193/1 | MECHANICAL COMPONENT/Dummy 62 | 1 |  |  | B2-B3 | E3MC6201IDB2B3UG | SXA1342193/1 | MECHANICAL COMPONENT/Dummy 62
TEF | E3MC6102OAB2B3UG | KRC161797/1 | RADIO UNIT/Radio 2238 B8 B20 B28B | 3 |  |  | B2-B3 | E3MC6102OAB2B3UG | KRC161797/1 | RADIO UNIT/Radio 2238 B8 B20 B28B
TEF | E3MC6102OAB2B3UG | RNT44737/01 | Circular Power Connector DC-C (2 wire) | 3 |  |  | B2-B3 | E3MC6102OAB2B3UG | RNT44737/01 | Circular Power Connector DC-C (2 wire)
TEF | E3MC6102OAB2B3UG | RDH10265/2 | SFP+ SM 10.3Gb/s 1.4km 1310nm | 6 |  |  | B2-B3 | E3MC6102OAB2B3UG | RDH10265/2 | SFP+ SM 10.3Gb/s 1.4km 1310nm
Ericsson | E3MC6102OAB2B3UG | RDH10265/2 | SFP+ SM 10.3Gb/s 1.4km 1310nm | 6 |  |  | B2-B3 | E3MC6102OAB2B3UG | RDH10265/2 | SFP+ SM 10.3Gb/s 1.4km 1310nm
Ericsson | E3MC6102OAB2B3UG | RPM777211/01800 | CABLE WITH CONNECTOR/SIGNAL CABLE | 6 |  |  | B2-B3 | E3MC6102OAB2B3UG | RPM777211/01800 | CABLE WITH CONNECTOR/SIGNAL CABLE
Ericsson | E3MC6102OAB2B3UG | RPM777279/00650 | SIGNAL CABLE | 1 |  |  | B2-B3 | E3MC6102OAB2B3UG | RPM777279/00650 | SIGNAL CABLE
Ericsson | E3MC6102OAB2B3UG | SXA1342193/2 | MECHANICAL COMPONENT/Dummy 31 | 2 |  |  | B2-B3 | E3MC6102OAB2B3UG | SXA1342193/2 | MECHANICAL COMPONENT/Dummy 31
Ericsson | E3MC6102OAB2B3UG | SXA1342193/1 | MECHANICAL COMPONENT/Dummy 62 | 1 |  |  | B2-B3 | E3MC6102OAB2B3UG | SXA1342193/1 | MECHANICAL COMPONENT/Dummy 62
TEF | 1E2HC6201IDB2B3UG | KRC161797/1 | RADIO UNIT/Radio 2238 B8 B20 B28B | 2 |  |  | B2-B3 | 1E2HC6201IDB2B3UG | KRC161797/1 | RADIO UNIT/Radio 2238 B8 B20 B28B
TEF | 1E2HC6201IDB2B3UG | RNT44737/01 | Circular Power Connector DC-C (2 wire) | 2 |  |  | B2-B3 | 1E2HC6201IDB2B3UG | RNT44737/01 | Circular Power Connector DC-C (2 wire)
TEF | 1E2HC6201IDB2B3UG | RDH10265/2 | SFP+ SM 10.3Gb/s 1.4km 1310nm | 4 |  |  | B2-B3 | 1E2HC6201IDB2B3UG | RDH10265/2 | SFP+ SM 10.3Gb/s 1.4km 1310nm
Ericsson | 1E2HC6201IDB2B3UG | RDH10265/2 | SFP+ SM 10.3Gb/s 1.4km 1310nm | 4 |  |  | B2-B3 | 1E2HC6201IDB2B3UG | RDH10265/2 | SFP+ SM 10.3Gb/s 1.4km 1310nm
Ericsson | 1E2HC6201IDB2B3UG | RPM777211/01800 | CABLE WITH CONNECTOR/SIGNAL CABLE | 4 |  |  | B2-B3 | 1E2HC6201IDB2B3UG | RPM777211/01800 | CABLE WITH CONNECTOR/SIGNAL CABLE
Ericsson | 1E2HC6201IDB2B3UG | RPM777279/00650 | SIGNAL CABLE | 1 |  |  | B2-B3 | 1E2HC6201IDB2B3UG | RPM777279/00650 | SIGNAL CABLE
Ericsson | 1E2HC6201IDB2B3UG | SXA1342193/1 | MECHANICAL COMPONENT/Dummy 62 | 2 |  |  | B2-B3 | 1E2HC6201IDB2B3UG | SXA1342193/1 | MECHANICAL COMPONENT/Dummy 62
Ericsson | 1E2HC6201IDB2B3UG | SXA1342193/2 | MECHANICAL COMPONENT/Dummy 31 | 2 |  |  | B2-B3 | 1E2HC6201IDB2B3UG | SXA1342193/2 | MECHANICAL COMPONENT/Dummy 31
TEF | 1E2HC6102OAB2B3UG | KRC161797/1 | RADIO UNIT/Radio 2238 B8 B20 B28B | 2 |  |  | B2-B3 | 1E2HC6102OAB2B3UG | KRC161797/1 | RADIO UNIT/Radio 2238 B8 B20 B28B
TEF | 1E2HC6102OAB2B3UG | RNT44737/01 | Circular Power Connector DC-C (2 wire) | 2 |  |  | B2-B3 | 1E2HC6102OAB2B3UG | RNT44737/01 | Circular Power Connector DC-C (2 wire)
TEF | 1E2HC6102OAB2B3UG | RDH10265/2 | SFP+ SM 10.3Gb/s 1.4km 1310nm | 4 |  |  | B2-B3 | 1E2HC6102OAB2B3UG | RDH10265/2 | SFP+ SM 10.3Gb/s 1.4km 1310nm
Ericsson | 1E2HC6102OAB2B3UG | RDH10265/2 | SFP+ SM 10.3Gb/s 1.4km 1310nm | 4 |  |  | B2-B3 | 1E2HC6102OAB2B3UG | RDH10265/2 | SFP+ SM 10.3Gb/s 1.4km 1310nm
Ericsson | 1E2HC6102OAB2B3UG | RPM777211/01800 | CABLE WITH CONNECTOR/SIGNAL CABLE | 4 |  |  | B2-B3 | 1E2HC6102OAB2B3UG | RPM777211/01800 | CABLE WITH CONNECTOR/SIGNAL CABLE
Ericsson | 1E2HC6102OAB2B3UG | RPM777279/00650 | SIGNAL CABLE | 1 |  |  | B2-B3 | 1E2HC6102OAB2B3UG | RPM777279/00650 | SIGNAL CABLE
Ericsson | 1E2HC6102OAB2B3UG | SXA1342193/1 | MECHANICAL COMPONENT/Dummy 62 | 2 |  |  | B2-B3 | 1E2HC6102OAB2B3UG | SXA1342193/1 | MECHANICAL COMPONENT/Dummy 62
Ericsson | 1E2HC6102OAB2B3UG | SXA1342193/2 | MECHANICAL COMPONENT/Dummy 31 | 2 |  |  | B2-B3 | 1E2HC6102OAB2B3UG | SXA1342193/2 | MECHANICAL COMPONENT/Dummy 31
TEF | 1E2MC6201IDB2B3UG | KRC161797/1 | RADIO UNIT/Radio 2238 B8 B20 B28B | 2 |  |  | B2-B3 | 1E2MC6201IDB2B3UG | KRC161797/1 | RADIO UNIT/Radio 2238 B8 B20 B28B
TEF | 1E2MC6201IDB2B3UG | RNT44737/01 | Circular Power Connector DC-C (2 wire) | 2 |  |  | B2-B3 | 1E2MC6201IDB2B3UG | RNT44737/01 | Circular Power Connector DC-C (2 wire)
TEF | 1E2MC6201IDB2B3UG | RDH10265/2 | SFP+ SM 10.3Gb/s 1.4km 1310nm | 4 |  |  | B2-B3 | 1E2MC6201IDB2B3UG | RDH10265/2 | SFP+ SM 10.3Gb/s 1.4km 1310nm
Ericsson | 1E2MC6201IDB2B3UG | RDH10265/2 | SFP+ SM 10.3Gb/s 1.4km 1310nm | 4 |  |  | B2-B3 | 1E2MC6201IDB2B3UG | RDH10265/2 | SFP+ SM 10.3Gb/s 1.4km 1310nm
Ericsson | 1E2MC6201IDB2B3UG | RPM777211/01800 | CABLE WITH CONNECTOR/SIGNAL CABLE | 4 |  |  | B2-B3 | 1E2MC6201IDB2B3UG | RPM777211/01800 | CABLE WITH CONNECTOR/SIGNAL CABLE
Ericsson | 1E2MC6201IDB2B3UG | RPM777279/00650 | SIGNAL CABLE | 1 |  |  | B2-B3 | 1E2MC6201IDB2B3UG | RPM777279/00650 | SIGNAL CABLE
Ericsson | 1E2MC6201IDB2B3UG | SXA1342193/1 | MECHANICAL COMPONENT/Dummy 62 | 2 |  |  | B2-B3 | 1E2MC6201IDB2B3UG | SXA1342193/1 | MECHANICAL COMPONENT/Dummy 62
Ericsson | 1E2MC6201IDB2B3UG | SXA1342193/2 | MECHANICAL COMPONENT/Dummy 31 | 2 |  |  | B2-B3 | 1E2MC6201IDB2B3UG | SXA1342193/2 | MECHANICAL COMPONENT/Dummy 31
TEF | 1E2MC6102OAB2B3UG | KRC161797/1 | RADIO UNIT/Radio 2238 B8 B20 B28B | 2 |  |  | B2-B3 | 1E2MC6102OAB2B3UG | KRC161797/1 | RADIO UNIT/Radio 2238 B8 B20 B28B
TEF | 1E2MC6102OAB2B3UG | RNT44737/01 | Circular Power Connector DC-C (2 wire) | 2 |  |  | B2-B3 | 1E2MC6102OAB2B3UG | RNT44737/01 | Circular Power Connector DC-C (2 wire)
TEF | 1E2MC6102OAB2B3UG | RDH10265/2 | SFP+ SM 10.3Gb/s 1.4km 1310nm | 4 |  |  | B2-B3 | 1E2MC6102OAB2B3UG | RDH10265/2 | SFP+ SM 10.3Gb/s 1.4km 1310nm
Ericsson | 1E2MC6102OAB2B3UG | RDH10265/2 | SFP+ SM 10.3Gb/s 1.4km 1310nm | 4 |  |  | B2-B3 | 1E2MC6102OAB2B3UG | RDH10265/2 | SFP+ SM 10.3Gb/s 1.4km 1310nm
Ericsson | 1E2MC6102OAB2B3UG | RPM777211/01800 | CABLE WITH CONNECTOR/SIGNAL CABLE | 4 |  |  | B2-B3 | 1E2MC6102OAB2B3UG | RPM777211/01800 | CABLE WITH CONNECTOR/SIGNAL CABLE
Ericsson | 1E2MC6102OAB2B3UG | RPM777279/00650 | SIGNAL CABLE | 1 |  |  | B2-B3 | 1E2MC6102OAB2B3UG | RPM777279/00650 | SIGNAL CABLE
Ericsson | 1E2MC6102OAB2B3UG | SXA1342193/1 | MECHANICAL COMPONENT/Dummy 62 | 2 |  |  | B2-B3 | 1E2MC6102OAB2B3UG | SXA1342193/1 | MECHANICAL COMPONENT/Dummy 62
Ericsson | 1E2MC6102OAB2B3UG | SXA1342193/2 | MECHANICAL COMPONENT/Dummy 31 | 2 |  |  | B2-B3 | 1E2MC6102OAB2B3UG | SXA1342193/2 | MECHANICAL COMPONENT/Dummy 31
TEF | E2HC6201IDB2B3UG | KRC161797/1 | RADIO UNIT/Radio 2238 B8 B20 B28B | 2 |  |  | B2-B3 | E2HC6201IDB2B3UG | KRC161797/1 | RADIO UNIT/Radio 2238 B8 B20 B28B
TEF | E2HC6201IDB2B3UG | RNT44737/01 | Circular Power Connector DC-C (2 wire) | 2 |  |  | B2-B3 | E2HC6201IDB2B3UG | RNT44737/01 | Circular Power Connector DC-C (2 wire)
TEF | E2HC6201IDB2B3UG | RDH10265/2 | SFP+ SM 10.3Gb/s 1.4km 1310nm | 4 |  |  | B2-B3 | E2HC6201IDB2B3UG | RDH10265/2 | SFP+ SM 10.3Gb/s 1.4km 1310nm
Ericsson | E2HC6201IDB2B3UG | RDH10265/2 | SFP+ SM 10.3Gb/s 1.4km 1310nm | 4 |  |  | B2-B3 | E2HC6201IDB2B3UG | RDH10265/2 | SFP+ SM 10.3Gb/s 1.4km 1310nm
Ericsson | E2HC6201IDB2B3UG | RPM777211/01800 | CABLE WITH CONNECTOR/SIGNAL CABLE | 4 |  |  | B2-B3 | E2HC6201IDB2B3UG | RPM777211/01800 | CABLE WITH CONNECTOR/SIGNAL CABLE
Ericsson | E2HC6201IDB2B3UG | RPM777279/00650 | SIGNAL CABLE | 1 |  |  | B2-B3 | E2HC6201IDB2B3UG | RPM777279/00650 | SIGNAL CABLE
Ericsson | E2HC6201IDB2B3UG | SXA1342193/2 | MECHANICAL COMPONENT/Dummy 31 | 2 |  |  | B2-B3 | E2HC6201IDB2B3UG | SXA1342193/2 | MECHANICAL COMPONENT/Dummy 31
TEF | E2HC6102OAB2B3UG | KRC161797/1 | RADIO UNIT/Radio 2238 B8 B20 B28B | 2 |  |  | B2-B3 | E2HC6102OAB2B3UG | KRC161797/1 | RADIO UNIT/Radio 2238 B8 B20 B28B
TEF | E2HC6102OAB2B3UG | RNT44737/01 | Circular Power Connector DC-C (2 wire) | 2 |  |  | B2-B3 | E2HC6102OAB2B3UG | RNT44737/01 | Circular Power Connector DC-C (2 wire)
TEF | E2HC6102OAB2B3UG | RDH10265/2 | SFP+ SM 10.3Gb/s 1.4km 1310nm | 4 |  |  | B2-B3 | E2HC6102OAB2B3UG | RDH10265/2 | SFP+ SM 10.3Gb/s 1.4km 1310nm
Ericsson | E2HC6102OAB2B3UG | RDH10265/2 | SFP+ SM 10.3Gb/s 1.4km 1310nm | 4 |  |  | B2-B3 | E2HC6102OAB2B3UG | RDH10265/2 | SFP+ SM 10.3Gb/s 1.4km 1310nm
Ericsson | E2HC6102OAB2B3UG | RPM777211/01800 | CABLE WITH CONNECTOR/SIGNAL CABLE | 4 |  |  | B2-B3 | E2HC6102OAB2B3UG | RPM777211/01800 | CABLE WITH CONNECTOR/SIGNAL CABLE
Ericsson | E2HC6102OAB2B3UG | RPM777279/00650 | SIGNAL CABLE | 1 |  |  | B2-B3 | E2HC6102OAB2B3UG | RPM777279/00650 | SIGNAL CABLE
Ericsson | E2HC6102OAB2B3UG | SXA1342193/2 | MECHANICAL COMPONENT/Dummy 31 | 2 |  |  | B2-B3 | E2HC6102OAB2B3UG | SXA1342193/2 | MECHANICAL COMPONENT/Dummy 31
TEF | E2MC6201IDB2B3UG | KRC161797/1 | RADIO UNIT/Radio 2238 B8 B20 B28B | 2 |  |  | B2-B3 | E2MC6201IDB2B3UG | KRC161797/1 | RADIO UNIT/Radio 2238 B8 B20 B28B
TEF | E2MC6201IDB2B3UG | RNT44737/01 | Circular Power Connector DC-C (2 wire) | 2 |  |  | B2-B3 | E2MC6201IDB2B3UG | RNT44737/01 | Circular Power Connector DC-C (2 wire)
TEF | E2MC6201IDB2B3UG | RDH10265/2 | SFP+ SM 10.3Gb/s 1.4km 1310nm | 4 |  |  | B2-B3 | E2MC6201IDB2B3UG | RDH10265/2 | SFP+ SM 10.3Gb/s 1.4km 1310nm
Ericsson | E2MC6201IDB2B3UG | RDH10265/2 | SFP+ SM 10.3Gb/s 1.4km 1310nm | 4 |  |  | B2-B3 | E2MC6201IDB2B3UG | RDH10265/2 | SFP+ SM 10.3Gb/s 1.4km 1310nm
Ericsson | E2MC6201IDB2B3UG | RPM777211/01800 | CABLE WITH CONNECTOR/SIGNAL CABLE | 4 |  |  | B2-B3 | E2MC6201IDB2B3UG | RPM777211/01800 | CABLE WITH CONNECTOR/SIGNAL CABLE
Ericsson | E2MC6201IDB2B3UG | RPM777279/00650 | SIGNAL CABLE | 1 |  |  | B2-B3 | E2MC6201IDB2B3UG | RPM777279/00650 | SIGNAL CABLE
Ericsson | E2MC6201IDB2B3UG | SXA1342193/2 | MECHANICAL COMPONENT/Dummy 31 | 2 |  |  | B2-B3 | E2MC6201IDB2B3UG | SXA1342193/2 | MECHANICAL COMPONENT/Dummy 31
TEF | E2MC6102OAB2B3UG | KRC161797/1 | RADIO UNIT/Radio 2238 B8 B20 B28B | 2 |  |  | B2-B3 | E2MC6102OAB2B3UG | KRC161797/1 | RADIO UNIT/Radio 2238 B8 B20 B28B
TEF | E2MC6102OAB2B3UG | RNT44737/01 | Circular Power Connector DC-C (2 wire) | 2 |  |  | B2-B3 | E2MC6102OAB2B3UG | RNT44737/01 | Circular Power Connector DC-C (2 wire)
TEF | E2MC6102OAB2B3UG | RDH10265/2 | SFP+ SM 10.3Gb/s 1.4km 1310nm | 4 |  |  | B2-B3 | E2MC6102OAB2B3UG | RDH10265/2 | SFP+ SM 10.3Gb/s 1.4km 1310nm
Ericsson | E2MC6102OAB2B3UG | RDH10265/2 | SFP+ SM 10.3Gb/s 1.4km 1310nm | 4 |  |  | B2-B3 | E2MC6102OAB2B3UG | RDH10265/2 | SFP+ SM 10.3Gb/s 1.4km 1310nm
Ericsson | E2MC6102OAB2B3UG | RPM777211/01800 | CABLE WITH CONNECTOR/SIGNAL CABLE | 4 |  |  | B2-B3 | E2MC6102OAB2B3UG | RPM777211/01800 | CABLE WITH CONNECTOR/SIGNAL CABLE
Ericsson | E2MC6102OAB2B3UG | RPM777279/00650 | SIGNAL CABLE | 1 |  |  | B2-B3 | E2MC6102OAB2B3UG | RPM777279/00650 | SIGNAL CABLE
Ericsson | E2MC6102OAB2B3UG | SXA1342193/2 | MECHANICAL COMPONENT/Dummy 31 | 2 |  |  | B2-B3 | E2MC6102OAB2B3UG | SXA1342193/2 | MECHANICAL COMPONENT/Dummy 31
Ericsson | 1E3NR6201IDB2B3UGNOL18 | SXA1342193/2 | MECHANICAL COMPONENT/Dummy 31 | 2 |  |  | B2-B3 | 1E3NR6201IDB2B3UGNOL18 | SXA1342193/2 | MECHANICAL COMPONENT/Dummy 31
Ericsson | 1E3NR6102OAB2B3UGNOL18 | SXA1342193/2 | MECHANICAL COMPONENT/Dummy 31 | 2 |  |  | B2-B3 | 1E3NR6102OAB2B3UGNOL18 | SXA1342193/2 | MECHANICAL COMPONENT/Dummy 31
Ericsson | 1E2NR6201IDB2B3UG | SXA1342193/2 | MECHANICAL COMPONENT/Dummy 31 | 2 |  |  | B2-B3 | 1E2NR6201IDB2B3UG | SXA1342193/2 | MECHANICAL COMPONENT/Dummy 31
Ericsson | 1E2NR6102OAB2B3UG | SXA1342193/2 | MECHANICAL COMPONENT/Dummy 31 | 2 |  |  | B2-B3 | 1E2NR6102OAB2B3UG | SXA1342193/2 | MECHANICAL COMPONENT/Dummy 31
Ericsson | 1E2NR6201IDB2B3UGNOL18 | SXA1342193/2 | MECHANICAL COMPONENT/Dummy 31 | 2 |  |  | B2-B3 | 1E2NR6201IDB2B3UGNOL18 | SXA1342193/2 | MECHANICAL COMPONENT/Dummy 31
Ericsson | 1E2NR6102OAB2B3UGNOL18 | SXA1342193/2 | MECHANICAL COMPONENT/Dummy 31 | 2 |  |  | B2-B3 | 1E2NR6102OAB2B3UGNOL18 | SXA1342193/2 | MECHANICAL COMPONENT/Dummy 31
TEF | 1E3SC6201IDL18B2B3UG | KRC161797/1 | RADIO UNIT/Radio 2238 B8 B20 B28B | 3 |  |  | B2-B3 | 1E3SC6201IDL18B2B3UG | KRC161797/1 | RADIO UNIT/Radio 2238 B8 B20 B28B
TEF | 1E3SC6201IDL18B2B3UG | RNT44737/01 | Circular Power Connector DC-C (2 wire) | 3 |  |  | B2-B3 | 1E3SC6201IDL18B2B3UG | RNT44737/01 | Circular Power Connector DC-C (2 wire)
TEF | 1E3SC6201IDL18B2B3UG | RDH10265/2 | SFP+ SM 10.3Gb/s 1.4km 1310nm | 6 |  |  | B2-B3 | 1E3SC6201IDL18B2B3UG | RDH10265/2 | SFP+ SM 10.3Gb/s 1.4km 1310nm
Ericsson | 1E3SC6201IDL18B2B3UG | RDH10265/2 | SFP+ SM 10.3Gb/s 1.4km 1310nm | 6 |  |  | B2-B3 | 1E3SC6201IDL18B2B3UG | RDH10265/2 | SFP+ SM 10.3Gb/s 1.4km 1310nm
Ericsson | 1E3SC6201IDL18B2B3UG | SXA1342193/2 | MECHANICAL COMPONENT/Dummy 31 | 2 |  |  | B2-B3 | 1E3SC6201IDL18B2B3UG | SXA1342193/2 | MECHANICAL COMPONENT/Dummy 31
TEF | 1E3SC6102OAL18B2B3UG | KRC161797/1 | RADIO UNIT/Radio 2238 B8 B20 B28B | 3 |  |  | B2-B3 | 1E3SC6102OAL18B2B3UG | KRC161797/1 | RADIO UNIT/Radio 2238 B8 B20 B28B
TEF | 1E3SC6102OAL18B2B3UG | RNT44737/01 | Circular Power Connector DC-C (2 wire) | 3 |  |  | B2-B3 | 1E3SC6102OAL18B2B3UG | RNT44737/01 | Circular Power Connector DC-C (2 wire)
TEF | 1E3SC6102OAL18B2B3UG | RDH10265/2 | SFP+ SM 10.3Gb/s 1.4km 1310nm | 6 |  |  | B2-B3 | 1E3SC6102OAL18B2B3UG | RDH10265/2 | SFP+ SM 10.3Gb/s 1.4km 1310nm
Ericsson | 1E3SC6102OAL18B2B3UG | RDH10265/2 | SFP+ SM 10.3Gb/s 1.4km 1310nm | 6 |  |  | B2-B3 | 1E3SC6102OAL18B2B3UG | RDH10265/2 | SFP+ SM 10.3Gb/s 1.4km 1310nm
Ericsson | 1E3SC6102OAL18B2B3UG | SXA1342193/2 | MECHANICAL COMPONENT/Dummy 31 | 2 |  |  | B2-B3 | 1E3SC6102OAL18B2B3UG | SXA1342193/2 | MECHANICAL COMPONENT/Dummy 31
TEF | 1E2SC6201IDL18B2B3UG | KRC161797/1 | RADIO UNIT/Radio 2238 B8 B20 B28B | 2 |  |  | B2-B3 | 1E2SC6201IDL18B2B3UG | KRC161797/1 | RADIO UNIT/Radio 2238 B8 B20 B28B
TEF | 1E2SC6201IDL18B2B3UG | RNT44737/01 | Circular Power Connector DC-C (2 wire) | 2 |  |  | B2-B3 | 1E2SC6201IDL18B2B3UG | RNT44737/01 | Circular Power Connector DC-C (2 wire)
TEF | 1E2SC6201IDL18B2B3UG | RDH10265/2 | SFP+ SM 10.3Gb/s 1.4km 1310nm | 4 |  |  | B2-B3 | 1E2SC6201IDL18B2B3UG | RDH10265/2 | SFP+ SM 10.3Gb/s 1.4km 1310nm
Ericsson | 1E2SC6201IDL18B2B3UG | RDH10265/2 | SFP+ SM 10.3Gb/s 1.4km 1310nm | 4 |  |  | B2-B3 | 1E2SC6201IDL18B2B3UG | RDH10265/2 | SFP+ SM 10.3Gb/s 1.4km 1310nm
Ericsson | 1E2SC6201IDL18B2B3UG | SXA1342193/2 | MECHANICAL COMPONENT/Dummy 31 | 2 |  |  | B2-B3 | 1E2SC6201IDL18B2B3UG | SXA1342193/2 | MECHANICAL COMPONENT/Dummy 31
TEF | 1E2SC6102OAL18B2B3UG | KRC161797/1 | RADIO UNIT/Radio 2238 B8 B20 B28B | 2 |  |  | B2-B3 | 1E2SC6102OAL18B2B3UG | KRC161797/1 | RADIO UNIT/Radio 2238 B8 B20 B28B
TEF | 1E2SC6102OAL18B2B3UG | RNT44737/01 | Circular Power Connector DC-C (2 wire) | 2 |  |  | B2-B3 | 1E2SC6102OAL18B2B3UG | RNT44737/01 | Circular Power Connector DC-C (2 wire)
TEF | 1E2SC6102OAL18B2B3UG | RDH10265/2 | SFP+ SM 10.3Gb/s 1.4km 1310nm | 4 |  |  | B2-B3 | 1E2SC6102OAL18B2B3UG | RDH10265/2 | SFP+ SM 10.3Gb/s 1.4km 1310nm
Ericsson | 1E2SC6102OAL18B2B3UG | RDH10265/2 | SFP+ SM 10.3Gb/s 1.4km 1310nm | 4 |  |  | B2-B3 | 1E2SC6102OAL18B2B3UG | RDH10265/2 | SFP+ SM 10.3Gb/s 1.4km 1310nm
Ericsson | 1E2SC6102OAL18B2B3UG | SXA1342193/2 | MECHANICAL COMPONENT/Dummy 31 | 2 |  |  | B2-B3 | 1E2SC6102OAL18B2B3UG | SXA1342193/2 | MECHANICAL COMPONENT/Dummy 31
TEF | 1E3SC6201IDB2B3UG | KRC161797/1 | RADIO UNIT/Radio 2238 B8 B20 B28B | 3 |  |  | B2-B3 | 1E3SC6201IDB2B3UG | KRC161797/1 | RADIO UNIT/Radio 2238 B8 B20 B28B
TEF | 1E3SC6201IDB2B3UG | RNT44737/01 | Circular Power Connector DC-C (2 wire) | 3 |  |  | B2-B3 | 1E3SC6201IDB2B3UG | RNT44737/01 | Circular Power Connector DC-C (2 wire)
TEF | 1E3SC6201IDB2B3UG | RDH10265/2 | SFP+ SM 10.3Gb/s 1.4km 1310nm | 6 |  |  | B2-B3 | 1E3SC6201IDB2B3UG | RDH10265/2 | SFP+ SM 10.3Gb/s 1.4km 1310nm
Ericsson | 1E3SC6201IDB2B3UG | RDH10265/2 | SFP+ SM 10.3Gb/s 1.4km 1310nm | 6 |  |  | B2-B3 | 1E3SC6201IDB2B3UG | RDH10265/2 | SFP+ SM 10.3Gb/s 1.4km 1310nm
Ericsson | 1E3SC6201IDB2B3UG | SXA1342193/2 | MECHANICAL COMPONENT/Dummy 31 | 2 |  |  | B2-B3 | 1E3SC6201IDB2B3UG | SXA1342193/2 | MECHANICAL COMPONENT/Dummy 31
TEF | 1E3SC6102OAB2B3UG | KRC161797/1 | RADIO UNIT/Radio 2238 B8 B20 B28B | 3 |  |  | B2-B3 | 1E3SC6102OAB2B3UG | KRC161797/1 | RADIO UNIT/Radio 2238 B8 B20 B28B
TEF | 1E3SC6102OAB2B3UG | RNT44737/01 | Circular Power Connector DC-C (2 wire) | 3 |  |  | B2-B3 | 1E3SC6102OAB2B3UG | RNT44737/01 | Circular Power Connector DC-C (2 wire)
TEF | 1E3SC6102OAB2B3UG | RDH10265/2 | SFP+ SM 10.3Gb/s 1.4km 1310nm | 6 |  |  | B2-B3 | 1E3SC6102OAB2B3UG | RDH10265/2 | SFP+ SM 10.3Gb/s 1.4km 1310nm
Ericsson | 1E3SC6102OAB2B3UG | RDH10265/2 | SFP+ SM 10.3Gb/s 1.4km 1310nm | 6 |  |  | B2-B3 | 1E3SC6102OAB2B3UG | RDH10265/2 | SFP+ SM 10.3Gb/s 1.4km 1310nm
Ericsson | 1E3SC6102OAB2B3UG | SXA1342193/2 | MECHANICAL COMPONENT/Dummy 31 | 2 |  |  | B2-B3 | 1E3SC6102OAB2B3UG | SXA1342193/2 | MECHANICAL COMPONENT/Dummy 31
TEF | 1E3SC6201IDB2B3AL18UG | KRC161797/1 | RADIO UNIT/Radio 2238 B8 B20 B28B | 3 |  |  | B2-B3 | 1E3SC6201IDB2B3AL18UG | KRC161797/1 | RADIO UNIT/Radio 2238 B8 B20 B28B
TEF | 1E3SC6201IDB2B3AL18UG | RNT44737/01 | Circular Power Connector DC-C (2 wire) | 3 |  |  | B2-B3 | 1E3SC6201IDB2B3AL18UG | RNT44737/01 | Circular Power Connector DC-C (2 wire)
TEF | 1E3SC6201IDB2B3AL18UG | RDH10265/2 | SFP+ SM 10.3Gb/s 1.4km 1310nm | 6 |  |  | B2-B3 | 1E3SC6201IDB2B3AL18UG | RDH10265/2 | SFP+ SM 10.3Gb/s 1.4km 1310nm
Ericsson | 1E3SC6201IDB2B3AL18UG | RDH10265/2 | SFP+ SM 10.3Gb/s 1.4km 1310nm | 6 |  |  | B2-B3 | 1E3SC6201IDB2B3AL18UG | RDH10265/2 | SFP+ SM 10.3Gb/s 1.4km 1310nm
Ericsson | 1E3SC6201IDB2B3AL18UG | KRC161637/1 | TRANSCEIVER/Radio 4415 B3;Radio Unit | 2 |  |  | B2-B3 | 1E3SC6201IDB2B3AL18UG | KRC161637/1 | TRANSCEIVER/Radio 4415 B3;Radio Unit
Ericsson | 1E3SC6201IDB2B3AL18UG | NTB1010327/2 | Subrack kit | 1 |  |  | B2-B3 | 1E3SC6201IDB2B3AL18UG | NTB1010327/2 | Subrack kit
Ericsson | 1E3SC6201IDB2B3AL18UG | NTB1010326/2 | Frame kit (only for 6201) | 1 |  |  | B2-B3 | 1E3SC6201IDB2B3AL18UG | NTB1010326/2 | Frame kit (only for 6201)
Ericsson | 1E3SC6201IDB2B3AL18UG | RPM777034/00550 | EARTH CABLE M6 (dual) cable lug to M6 cable lug | 2 |  |  | B2-B3 | 1E3SC6201IDB2B3AL18UG | RPM777034/00550 | EARTH CABLE M6 (dual) cable lug to M6 cable lug
Ericsson | 1E3SC6201IDB2B3AL18UG | RPM777583/01000 | DC Power cable | 2 |  |  | B2-B3 | 1E3SC6201IDB2B3AL18UG | RPM777583/01000 | DC Power cable
Ericsson | 1E3SC6201IDB2B3AL18UG | SXA2151177/1 | Cable shelf 0.5U | 2 |  |  | B2-B3 | 1E3SC6201IDB2B3AL18UG | SXA2151177/1 | Cable shelf 0.5U
Ericsson | 1E3SC6201IDB2B3AL18UG | SXA2151640/2 | 9U shelf plate | 1 |  |  | B2-B3 | 1E3SC6201IDB2B3AL18UG | SXA2151640/2 | 9U shelf plate
Ericsson | 1E3SC6201IDB2B3AL18UG | SXA2151171/1 | Air resistor 0.5U | 1 |  |  | B2-B3 | 1E3SC6201IDB2B3AL18UG | SXA2151171/1 | Air resistor 0.5U
Ericsson | 1E3SC6201IDB2B3AL18UG | BMG980336/7 | PDU 01 04; Power Distribution Unit | 1 |  |  | B2-B3 | 1E3SC6201IDB2B3AL18UG | BMG980336/7 | PDU 01 04; Power Distribution Unit
Ericsson | 1E3SC6201IDB2B3AL18UG | SXK1252029/3 | 1.5 U power sub rack | 1 |  |  | B2-B3 | 1E3SC6201IDB2B3AL18UG | SXK1252029/3 | 1.5 U power sub rack
Ericsson | 1E3SC6201IDB2B3AL18UG | SXK111539/1 | M6 kit | 1 |  |  | B2-B3 | 1E3SC6201IDB2B3AL18UG | SXK111539/1 | M6 kit
Ericsson | 1E3SC6201IDB2B3AL18UG | SXA2152667/4 | 1.5U power rack shelf1 left | 1 |  |  | B2-B3 | 1E3SC6201IDB2B3AL18UG | SXA2152667/4 | 1.5U power rack shelf1 left
Ericsson | 1E3SC6201IDB2B3AL18UG | SXA2152668/4 | 1.5U power rack shelf1 right | 1 |  |  | B2-B3 | 1E3SC6201IDB2B3AL18UG | SXA2152668/4 | 1.5U power rack shelf1 right
Ericsson | 1E3SC6201IDB2B3AL18UG | BMG980392/1 | PCU DC 08 | 1 |  |  | B2-B3 | 1E3SC6201IDB2B3AL18UG | BMG980392/1 | PCU DC 08
Ericsson | 1E3SC6201IDB2B3AL18UG | RPM77718/00350 | Power cable | 1 |  |  | B2-B3 | 1E3SC6201IDB2B3AL18UG | RPM77718/00350 | Power cable
Ericsson | 1E3SC6201IDB2B3AL18UG | SXK1098257/1 | Unit dummy | 1 |  |  | B2-B3 | 1E3SC6201IDB2B3AL18UG | SXK1098257/1 | Unit dummy
Ericsson | 1E3SC6201IDB2B3AL18UG | RPM2533512/2000 | CPRI DU-RRU | 4 |  |  | B2-B3 | 1E3SC6201IDB2B3AL18UG | RPM2533512/2000 | CPRI DU-RRU
Ericsson | 1E3SC6201IDB2B3AL18UG | RDH10247/2 | OPTICAL TRANSCEIVER/TRX SM CPRI 614.4-24 | 8 |  |  | B2-B3 | 1E3SC6201IDB2B3AL18UG | RDH10247/2 | OPTICAL TRANSCEIVER/TRX SM CPRI 614.4-24
Ericsson | 1E3SC6201IDB2B3AL18UG | SXK1098257/2 | RRU dummy | 1 |  |  | B2-B3 | 1E3SC6201IDB2B3AL18UG | SXK1098257/2 | RRU dummy
Ericsson | 1E3SC6201IDB2B3AL18UG | SDF111320/2 | Connector sleeve | 1 |  |  | B2-B3 | 1E3SC6201IDB2B3AL18UG | SDF111320/2 | Connector sleeve
TEF | 1E3SC6102OAB2B3AL18UG | KRC161797/1 | RADIO UNIT/Radio 2238 B8 B20 B28B | 3 |  |  | B2-B3 | 1E3SC6102OAB2B3AL18UG | KRC161797/1 | RADIO UNIT/Radio 2238 B8 B20 B28B
TEF | 1E3SC6102OAB2B3AL18UG | RNT44737/01 | Circular Power Connector DC-C (2 wire) | 3 |  |  | B2-B3 | 1E3SC6102OAB2B3AL18UG | RNT44737/01 | Circular Power Connector DC-C (2 wire)
TEF | 1E3SC6102OAB2B3AL18UG | RDH10265/2 | SFP+ SM 10.3Gb/s 1.4km 1310nm | 6 |  |  | B2-B3 | 1E3SC6102OAB2B3AL18UG | RDH10265/2 | SFP+ SM 10.3Gb/s 1.4km 1310nm
Ericsson | 1E3SC6102OAB2B3AL18UG | RDH10265/2 | SFP+ SM 10.3Gb/s 1.4km 1310nm | 6 |  |  | B2-B3 | 1E3SC6102OAB2B3AL18UG | RDH10265/2 | SFP+ SM 10.3Gb/s 1.4km 1310nm
Ericsson | 1E3SC6102OAB2B3AL18UG | KRC161637/1 | TRANSCEIVER/Radio 4415 B3;Radio Unit | 2 |  |  | B2-B3 | 1E3SC6102OAB2B3AL18UG | KRC161637/1 | TRANSCEIVER/Radio 4415 B3;Radio Unit
Ericsson | 1E3SC6102OAB2B3AL18UG | NTB1010327/2 | Subrack kit | 1 |  |  | B2-B3 | 1E3SC6102OAB2B3AL18UG | NTB1010327/2 | Subrack kit
Ericsson | 1E3SC6102OAB2B3AL18UG | SXA1344944/1 | AIR PLATE/Air Plate RF Shelf | 1 |  |  | B2-B3 | 1E3SC6102OAB2B3AL18UG | SXA1344944/1 | AIR PLATE/Air Plate RF Shelf
Ericsson | 1E3SC6102OAB2B3AL18UG | RPM2533512/2000 | CPRI DU-RRU | 4 |  |  | B2-B3 | 1E3SC6102OAB2B3AL18UG | RPM2533512/2000 | CPRI DU-RRU
Ericsson | 1E3SC6102OAB2B3AL18UG | RDH10247/2 | OPTICAL TRANSCEIVER/TRX SM CPRI 614.4-24 | 8 |  |  | B2-B3 | 1E3SC6102OAB2B3AL18UG | RDH10247/2 | OPTICAL TRANSCEIVER/TRX SM CPRI 614.4-24
Ericsson | 1E3SC6102OAB2B3AL18UG | RPM777034/00550 | EARTH CABLE M6 (dual) cable lug to M6 cable lug | 2 |  |  | B2-B3 | 1E3SC6102OAB2B3AL18UG | RPM777034/00550 | EARTH CABLE M6 (dual) cable lug to M6 cable lug
Ericsson | 1E3SC6102OAB2B3AL18UG | RPM777583/01000 | DC Power cable | 2 |  |  | B2-B3 | 1E3SC6102OAB2B3AL18UG | RPM777583/01000 | DC Power cable
Ericsson | 1E3SC6102OAB2B3AL18UG | BMG980336/7 | PDU 01 04; Power Distribution Unit | 1 |  |  | B2-B3 | 1E3SC6102OAB2B3AL18UG | BMG980336/7 | PDU 01 04; Power Distribution Unit
Ericsson | 1E3SC6102OAB2B3AL18UG | RPM77701/00500 | CABLE WITH CONNECTOR/SIGNAL CABLE | 1 |  |  | B2-B3 | 1E3SC6102OAB2B3AL18UG | RPM77701/00500 | CABLE WITH CONNECTOR/SIGNAL CABLE
Ericsson | 1E3SC6102OAB2B3AL18UG | SXK1098257/2 | RRU dummy | 1 |  |  | B2-B3 | 1E3SC6102OAB2B3AL18UG | SXK1098257/2 | RRU dummy
TEF | E3SC6201IDB2B3UG | KRC161797/1 | RADIO UNIT/Radio 2238 B8 B20 B28B | 3 |  |  | B2-B3 | E3SC6201IDB2B3UG | KRC161797/1 | RADIO UNIT/Radio 2238 B8 B20 B28B
TEF | E3SC6201IDB2B3UG | RNT44737/01 | Circular Power Connector DC-C (2 wire) | 3 |  |  | B2-B3 | E3SC6201IDB2B3UG | RNT44737/01 | Circular Power Connector DC-C (2 wire)
TEF | E3SC6201IDB2B3UG | RDH10265/2 | SFP+ SM 10.3Gb/s 1.4km 1310nm | 6 |  |  | B2-B3 | E3SC6201IDB2B3UG | RDH10265/2 | SFP+ SM 10.3Gb/s 1.4km 1310nm
Ericsson | E3SC6201IDB2B3UG | RDH10265/2 | SFP+ SM 10.3Gb/s 1.4km 1310nm | 6 |  |  | B2-B3 | E3SC6201IDB2B3UG | RDH10265/2 | SFP+ SM 10.3Gb/s 1.4km 1310nm
Ericsson | E3SC6201IDB2B3UG | RPM777211/01800 | CABLE WITH CONNECTOR/SIGNAL CABLE | 6 |  |  | B2-B3 | E3SC6201IDB2B3UG | RPM777211/01800 | CABLE WITH CONNECTOR/SIGNAL CABLE
Ericsson | E3SC6201IDB2B3UG | RPM777279/00650 | SIGNAL CABLE | 1 |  |  | B2-B3 | E3SC6201IDB2B3UG | RPM777279/00650 | SIGNAL CABLE
Ericsson | E3SC6201IDB2B3UG | SXA1342193/1 | MECHANICAL COMPONENT/Dummy 62 | 1 |  |  | B2-B3 | E3SC6201IDB2B3UG | SXA1342193/1 | MECHANICAL COMPONENT/Dummy 62
Ericsson | E3SC6201IDB2B3UG | SXA1342193/2 | MECHANICAL COMPONENT/Dummy 31 | 2 |  |  | B2-B3 | E3SC6201IDB2B3UG | SXA1342193/2 | MECHANICAL COMPONENT/Dummy 31
TEF | E3SC6102OAB2B3UG | KRC161797/1 | RADIO UNIT/Radio 2238 B8 B20 B28B | 3 |  |  | B2-B3 | E3SC6102OAB2B3UG | KRC161797/1 | RADIO UNIT/Radio 2238 B8 B20 B28B
TEF | E3SC6102OAB2B3UG | RNT44737/01 | Circular Power Connector DC-C (2 wire) | 3 |  |  | B2-B3 | E3SC6102OAB2B3UG | RNT44737/01 | Circular Power Connector DC-C (2 wire)
TEF | E3SC6102OAB2B3UG | RDH10265/2 | SFP+ SM 10.3Gb/s 1.4km 1310nm | 6 |  |  | B2-B3 | E3SC6102OAB2B3UG | RDH10265/2 | SFP+ SM 10.3Gb/s 1.4km 1310nm
Ericsson | E3SC6102OAB2B3UG | RDH10265/2 | SFP+ SM 10.3Gb/s 1.4km 1310nm | 6 |  |  | B2-B3 | E3SC6102OAB2B3UG | RDH10265/2 | SFP+ SM 10.3Gb/s 1.4km 1310nm
Ericsson | E3SC6102OAB2B3UG | RPM777211/01800 | CABLE WITH CONNECTOR/SIGNAL CABLE | 6 |  |  | B2-B3 | E3SC6102OAB2B3UG | RPM777211/01800 | CABLE WITH CONNECTOR/SIGNAL CABLE
Ericsson | E3SC6102OAB2B3UG | RPM777279/00650 | SIGNAL CABLE | 1 |  |  | B2-B3 | E3SC6102OAB2B3UG | RPM777279/00650 | SIGNAL CABLE
Ericsson | E3SC6102OAB2B3UG | SXA1342193/1 | MECHANICAL COMPONENT/Dummy 62 | 1 |  |  | B2-B3 | E3SC6102OAB2B3UG | SXA1342193/1 | MECHANICAL COMPONENT/Dummy 62
Ericsson | E3SC6102OAB2B3UG | SXA1342193/2 | MECHANICAL COMPONENT/Dummy 31 | 2 |  |  | B2-B3 | E3SC6102OAB2B3UG | SXA1342193/2 | MECHANICAL COMPONENT/Dummy 31
TEF | E3SC6201IDB2B3AL18UG | KRC161797/1 | RADIO UNIT/Radio 2238 B8 B20 B28B | 3 |  |  | B2-B3 | E3SC6201IDB2B3AL18UG | KRC161797/1 | RADIO UNIT/Radio 2238 B8 B20 B28B
TEF | E3SC6201IDB2B3AL18UG | RNT44737/01 | Circular Power Connector DC-C (2 wire) | 3 |  |  | B2-B3 | E3SC6201IDB2B3AL18UG | RNT44737/01 | Circular Power Connector DC-C (2 wire)
TEF | E3SC6201IDB2B3AL18UG | RDH10265/2 | SFP+ SM 10.3Gb/s 1.4km 1310nm | 6 |  |  | B2-B3 | E3SC6201IDB2B3AL18UG | RDH10265/2 | SFP+ SM 10.3Gb/s 1.4km 1310nm
Ericsson | E3SC6201IDB2B3AL18UG | RDH10265/2 | SFP+ SM 10.3Gb/s 1.4km 1310nm | 6 |  |  | B2-B3 | E3SC6201IDB2B3AL18UG | RDH10265/2 | SFP+ SM 10.3Gb/s 1.4km 1310nm
Ericsson | E3SC6201IDB2B3AL18UG | RPM777211/01800 | CABLE WITH CONNECTOR/SIGNAL CABLE | 6 |  |  | B2-B3 | E3SC6201IDB2B3AL18UG | RPM777211/01800 | CABLE WITH CONNECTOR/SIGNAL CABLE
Ericsson | E3SC6201IDB2B3AL18UG | RPM777279/00650 | SIGNAL CABLE | 1 |  |  | B2-B3 | E3SC6201IDB2B3AL18UG | RPM777279/00650 | SIGNAL CABLE
Ericsson | E3SC6201IDB2B3AL18UG | KRC161637/1 | TRANSCEIVER/Radio 4415 B3;Radio Unit | 2 |  |  | B2-B3 | E3SC6201IDB2B3AL18UG | KRC161637/1 | TRANSCEIVER/Radio 4415 B3;Radio Unit
Ericsson | E3SC6201IDB2B3AL18UG | NTB1010327/2 | Subrack kit | 1 |  |  | B2-B3 | E3SC6201IDB2B3AL18UG | NTB1010327/2 | Subrack kit
Ericsson | E3SC6201IDB2B3AL18UG | NTB1010326/2 | Frame kit (only for 6201) | 1 |  |  | B2-B3 | E3SC6201IDB2B3AL18UG | NTB1010326/2 | Frame kit (only for 6201)
Ericsson | E3SC6201IDB2B3AL18UG | RPM777034/00550 | EARTH CABLE M6 (dual) cable lug to M6 cable lug | 2 |  |  | B2-B3 | E3SC6201IDB2B3AL18UG | RPM777034/00550 | EARTH CABLE M6 (dual) cable lug to M6 cable lug
Ericsson | E3SC6201IDB2B3AL18UG | RPM777583/01000 | DC Power cable | 2 |  |  | B2-B3 | E3SC6201IDB2B3AL18UG | RPM777583/01000 | DC Power cable
Ericsson | E3SC6201IDB2B3AL18UG | SXA2151177/1 | Cable shelf 0.5U | 2 |  |  | B2-B3 | E3SC6201IDB2B3AL18UG | SXA2151177/1 | Cable shelf 0.5U
Ericsson | E3SC6201IDB2B3AL18UG | SXA2151640/2 | 9U shelf plate | 1 |  |  | B2-B3 | E3SC6201IDB2B3AL18UG | SXA2151640/2 | 9U shelf plate
Ericsson | E3SC6201IDB2B3AL18UG | SXA2151171/1 | Air resistor 0.5U | 1 |  |  | B2-B3 | E3SC6201IDB2B3AL18UG | SXA2151171/1 | Air resistor 0.5U
Ericsson | E3SC6201IDB2B3AL18UG | BMG980336/7 | PDU 01 04; Power Distribution Unit | 1 |  |  | B2-B3 | E3SC6201IDB2B3AL18UG | BMG980336/7 | PDU 01 04; Power Distribution Unit
Ericsson | E3SC6201IDB2B3AL18UG | SXK1252029/3 | 1.5 U power sub rack | 1 |  |  | B2-B3 | E3SC6201IDB2B3AL18UG | SXK1252029/3 | 1.5 U power sub rack
Ericsson | E3SC6201IDB2B3AL18UG | SXK111539/1 | M6 kit | 1 |  |  | B2-B3 | E3SC6201IDB2B3AL18UG | SXK111539/1 | M6 kit
Ericsson | E3SC6201IDB2B3AL18UG | SXA2152667/4 | 1.5U power rack shelf1 left | 1 |  |  | B2-B3 | E3SC6201IDB2B3AL18UG | SXA2152667/4 | 1.5U power rack shelf1 left
Ericsson | E3SC6201IDB2B3AL18UG | SXA2152668/4 | 1.5U power rack shelf1 right | 1 |  |  | B2-B3 | E3SC6201IDB2B3AL18UG | SXA2152668/4 | 1.5U power rack shelf1 right
Ericsson | E3SC6201IDB2B3AL18UG | BMG980392/1 | PCU DC 08 | 1 |  |  | B2-B3 | E3SC6201IDB2B3AL18UG | BMG980392/1 | PCU DC 08
Ericsson | E3SC6201IDB2B3AL18UG | RPM77718/00350 | Power cable | 1 |  |  | B2-B3 | E3SC6201IDB2B3AL18UG | RPM77718/00350 | Power cable
Ericsson | E3SC6201IDB2B3AL18UG | SXK1098257/1 | Unit dummy | 1 |  |  | B2-B3 | E3SC6201IDB2B3AL18UG | SXK1098257/1 | Unit dummy
Ericsson | E3SC6201IDB2B3AL18UG | RPM2533512/2000 | CPRI DU-RRU | 4 |  |  | B2-B3 | E3SC6201IDB2B3AL18UG | RPM2533512/2000 | CPRI DU-RRU
Ericsson | E3SC6201IDB2B3AL18UG | RDH10247/2 | OPTICAL TRANSCEIVER/TRX SM CPRI 614.4-24 | 8 |  |  | B2-B3 | E3SC6201IDB2B3AL18UG | RDH10247/2 | OPTICAL TRANSCEIVER/TRX SM CPRI 614.4-24
Ericsson | E3SC6201IDB2B3AL18UG | SXK1098257/2 | RRU dummy | 1 |  |  | B2-B3 | E3SC6201IDB2B3AL18UG | SXK1098257/2 | RRU dummy
Ericsson | E3SC6201IDB2B3AL18UG | SDF111320/2 | Connector sleeve | 1 |  |  | B2-B3 | E3SC6201IDB2B3AL18UG | SDF111320/2 | Connector sleeve
TEF | E3SC6102OAB2B3AL18UG | KRC161797/1 | RADIO UNIT/Radio 2238 B8 B20 B28B | 3 |  |  | B2-B3 | E3SC6102OAB2B3AL18UG | KRC161797/1 | RADIO UNIT/Radio 2238 B8 B20 B28B
TEF | E3SC6102OAB2B3AL18UG | RNT44737/01 | Circular Power Connector DC-C (2 wire) | 3 |  |  | B2-B3 | E3SC6102OAB2B3AL18UG | RNT44737/01 | Circular Power Connector DC-C (2 wire)
TEF | E3SC6102OAB2B3AL18UG | RDH10265/2 | SFP+ SM 10.3Gb/s 1.4km 1310nm | 6 |  |  | B2-B3 | E3SC6102OAB2B3AL18UG | RDH10265/2 | SFP+ SM 10.3Gb/s 1.4km 1310nm
Ericsson | E3SC6102OAB2B3AL18UG | RDH10265/2 | SFP+ SM 10.3Gb/s 1.4km 1310nm | 6 |  |  | B2-B3 | E3SC6102OAB2B3AL18UG | RDH10265/2 | SFP+ SM 10.3Gb/s 1.4km 1310nm
Ericsson | E3SC6102OAB2B3AL18UG | RPM777211/01800 | CABLE WITH CONNECTOR/SIGNAL CABLE | 6 |  |  | B2-B3 | E3SC6102OAB2B3AL18UG | RPM777211/01800 | CABLE WITH CONNECTOR/SIGNAL CABLE
Ericsson | E3SC6102OAB2B3AL18UG | RPM777279/00650 | SIGNAL CABLE | 1 |  |  | B2-B3 | E3SC6102OAB2B3AL18UG | RPM777279/00650 | SIGNAL CABLE
Ericsson | E3SC6102OAB2B3AL18UG | KRC161637/1 | TRANSCEIVER/Radio 4415 B3;Radio Unit | 2 |  |  | B2-B3 | E3SC6102OAB2B3AL18UG | KRC161637/1 | TRANSCEIVER/Radio 4415 B3;Radio Unit
Ericsson | E3SC6102OAB2B3AL18UG | NTB1010327/2 | Subrack kit | 1 |  |  | B2-B3 | E3SC6102OAB2B3AL18UG | NTB1010327/2 | Subrack kit
Ericsson | E3SC6102OAB2B3AL18UG | SXA1344944/1 | AIR PLATE/Air Plate RF Shelf | 1 |  |  | B2-B3 | E3SC6102OAB2B3AL18UG | SXA1344944/1 | AIR PLATE/Air Plate RF Shelf
Ericsson | E3SC6102OAB2B3AL18UG | RPM2533512/2000 | CPRI DU-RRU | 4 |  |  | B2-B3 | E3SC6102OAB2B3AL18UG | RPM2533512/2000 | CPRI DU-RRU
Ericsson | E3SC6102OAB2B3AL18UG | RDH10247/2 | OPTICAL TRANSCEIVER/TRX SM CPRI 614.4-24 | 8 |  |  | B2-B3 | E3SC6102OAB2B3AL18UG | RDH10247/2 | OPTICAL TRANSCEIVER/TRX SM CPRI 614.4-24
Ericsson | E3SC6102OAB2B3AL18UG | RPM777034/00550 | EARTH CABLE M6 (dual) cable lug to M6 cable lug | 2 |  |  | B2-B3 | E3SC6102OAB2B3AL18UG | RPM777034/00550 | EARTH CABLE M6 (dual) cable lug to M6 cable lug
Ericsson | E3SC6102OAB2B3AL18UG | RPM777583/01000 | DC Power cable | 2 |  |  | B2-B3 | E3SC6102OAB2B3AL18UG | RPM777583/01000 | DC Power cable
Ericsson | E3SC6102OAB2B3AL18UG | BMG980336/7 | PDU 01 04; Power Distribution Unit | 1 |  |  | B2-B3 | E3SC6102OAB2B3AL18UG | BMG980336/7 | PDU 01 04; Power Distribution Unit
Ericsson | E3SC6102OAB2B3AL18UG | RPM77701/00500 | CABLE WITH CONNECTOR/SIGNAL CABLE | 1 |  |  | B2-B3 | E3SC6102OAB2B3AL18UG | RPM77701/00500 | CABLE WITH CONNECTOR/SIGNAL CABLE
Ericsson | E3SC6102OAB2B3AL18UG | SXK1098257/2 | RRU dummy | 1 |  |  | B2-B3 | E3SC6102OAB2B3AL18UG | SXK1098257/2 | RRU dummy
TEF | 1E2SC6201IDB2B3UG | KRC161797/1 | RADIO UNIT/Radio 2238 B8 B20 B28B | 2 |  |  | B2-B3 | 1E2SC6201IDB2B3UG | KRC161797/1 | RADIO UNIT/Radio 2238 B8 B20 B28B
TEF | 1E2SC6201IDB2B3UG | RNT44737/01 | Circular Power Connector DC-C (2 wire) | 2 |  |  | B2-B3 | 1E2SC6201IDB2B3UG | RNT44737/01 | Circular Power Connector DC-C (2 wire)
TEF | 1E2SC6201IDB2B3UG | RDH10265/2 | SFP+ SM 10.3Gb/s 1.4km 1310nm | 4 |  |  | B2-B3 | 1E2SC6201IDB2B3UG | RDH10265/2 | SFP+ SM 10.3Gb/s 1.4km 1310nm
Ericsson | 1E2SC6201IDB2B3UG | RDH10265/2 | SFP+ SM 10.3Gb/s 1.4km 1310nm | 4 |  |  | B2-B3 | 1E2SC6201IDB2B3UG | RDH10265/2 | SFP+ SM 10.3Gb/s 1.4km 1310nm
Ericsson | 1E2SC6201IDB2B3UG | SXA1342193/2 | MECHANICAL COMPONENT/Dummy 31 | 2 |  |  | B2-B3 | 1E2SC6201IDB2B3UG | SXA1342193/2 | MECHANICAL COMPONENT/Dummy 31
TEF | 1E2SC6102OAB2B3UG | KRC161797/1 | RADIO UNIT/Radio 2238 B8 B20 B28B | 2 |  |  | B2-B3 | 1E2SC6102OAB2B3UG | KRC161797/1 | RADIO UNIT/Radio 2238 B8 B20 B28B
TEF | 1E2SC6102OAB2B3UG | RNT44737/01 | Circular Power Connector DC-C (2 wire) | 2 |  |  | B2-B3 | 1E2SC6102OAB2B3UG | RNT44737/01 | Circular Power Connector DC-C (2 wire)
TEF | 1E2SC6102OAB2B3UG | RDH10265/2 | SFP+ SM 10.3Gb/s 1.4km 1310nm | 4 |  |  | B2-B3 | 1E2SC6102OAB2B3UG | RDH10265/2 | SFP+ SM 10.3Gb/s 1.4km 1310nm
Ericsson | 1E2SC6102OAB2B3UG | RDH10265/2 | SFP+ SM 10.3Gb/s 1.4km 1310nm | 4 |  |  | B2-B3 | 1E2SC6102OAB2B3UG | RDH10265/2 | SFP+ SM 10.3Gb/s 1.4km 1310nm
Ericsson | 1E2SC6102OAB2B3UG | SXA1342193/2 | MECHANICAL COMPONENT/Dummy 31 | 2 |  |  | B2-B3 | 1E2SC6102OAB2B3UG | SXA1342193/2 | MECHANICAL COMPONENT/Dummy 31
TEF | 1E2SC6201IDB2B3AL18UG | KRC161797/1 | RADIO UNIT/Radio 2238 B8 B20 B28B | 2 |  |  | B2-B3 | 1E2SC6201IDB2B3AL18UG | KRC161797/1 | RADIO UNIT/Radio 2238 B8 B20 B28B
TEF | 1E2SC6201IDB2B3AL18UG | RNT44737/01 | Circular Power Connector DC-C (2 wire) | 2 |  |  | B2-B3 | 1E2SC6201IDB2B3AL18UG | RNT44737/01 | Circular Power Connector DC-C (2 wire)
TEF | 1E2SC6201IDB2B3AL18UG | RDH10265/2 | SFP+ SM 10.3Gb/s 1.4km 1310nm | 4 |  |  | B2-B3 | 1E2SC6201IDB2B3AL18UG | RDH10265/2 | SFP+ SM 10.3Gb/s 1.4km 1310nm
Ericsson | 1E2SC6201IDB2B3AL18UG | RDH10265/2 | SFP+ SM 10.3Gb/s 1.4km 1310nm | 4 |  |  | B2-B3 | 1E2SC6201IDB2B3AL18UG | RDH10265/2 | SFP+ SM 10.3Gb/s 1.4km 1310nm
Ericsson | 1E2SC6201IDB2B3AL18UG | KRC161637/1 | TRANSCEIVER/Radio 4415 B3;Radio Unit | 1 |  |  | B2-B3 | 1E2SC6201IDB2B3AL18UG | KRC161637/1 | TRANSCEIVER/Radio 4415 B3;Radio Unit
Ericsson | 1E2SC6201IDB2B3AL18UG | NTB1010327/2 | Subrack kit | 1 |  |  | B2-B3 | 1E2SC6201IDB2B3AL18UG | NTB1010327/2 | Subrack kit
Ericsson | 1E2SC6201IDB2B3AL18UG | NTB1010326/2 | Frame kit (only for 6201) | 1 |  |  | B2-B3 | 1E2SC6201IDB2B3AL18UG | NTB1010326/2 | Frame kit (only for 6201)
Ericsson | 1E2SC6201IDB2B3AL18UG | RPM777034/00550 | EARTH CABLE M6 (dual) cable lug to M6 cable lug | 1 |  |  | B2-B3 | 1E2SC6201IDB2B3AL18UG | RPM777034/00550 | EARTH CABLE M6 (dual) cable lug to M6 cable lug
Ericsson | 1E2SC6201IDB2B3AL18UG | RPM777583/01000 | DC Power cable | 1 |  |  | B2-B3 | 1E2SC6201IDB2B3AL18UG | RPM777583/01000 | DC Power cable
Ericsson | 1E2SC6201IDB2B3AL18UG | SXA2151177/1 | Cable shelf 0.5U | 2 |  |  | B2-B3 | 1E2SC6201IDB2B3AL18UG | SXA2151177/1 | Cable shelf 0.5U
Ericsson | 1E2SC6201IDB2B3AL18UG | SXA2151640/2 | 9U shelf plate | 1 |  |  | B2-B3 | 1E2SC6201IDB2B3AL18UG | SXA2151640/2 | 9U shelf plate
Ericsson | 1E2SC6201IDB2B3AL18UG | SXA2151171/1 | Air resistor 0.5U | 1 |  |  | B2-B3 | 1E2SC6201IDB2B3AL18UG | SXA2151171/1 | Air resistor 0.5U
Ericsson | 1E2SC6201IDB2B3AL18UG | BMG980336/7 | PDU 01 04; Power Distribution Unit | 1 |  |  | B2-B3 | 1E2SC6201IDB2B3AL18UG | BMG980336/7 | PDU 01 04; Power Distribution Unit
Ericsson | 1E2SC6201IDB2B3AL18UG | SXK1252029/3 | 1.5 U power sub rack | 1 |  |  | B2-B3 | 1E2SC6201IDB2B3AL18UG | SXK1252029/3 | 1.5 U power sub rack
Ericsson | 1E2SC6201IDB2B3AL18UG | SXK111539/1 | M6 kit | 1 |  |  | B2-B3 | 1E2SC6201IDB2B3AL18UG | SXK111539/1 | M6 kit
Ericsson | 1E2SC6201IDB2B3AL18UG | SXA2152667/4 | 1.5U power rack shelf1 left | 1 |  |  | B2-B3 | 1E2SC6201IDB2B3AL18UG | SXA2152667/4 | 1.5U power rack shelf1 left
Ericsson | 1E2SC6201IDB2B3AL18UG | SXA2152668/4 | 1.5U power rack shelf1 right | 1 |  |  | B2-B3 | 1E2SC6201IDB2B3AL18UG | SXA2152668/4 | 1.5U power rack shelf1 right
Ericsson | 1E2SC6201IDB2B3AL18UG | BMG980392/1 | PCU DC 08 | 1 |  |  | B2-B3 | 1E2SC6201IDB2B3AL18UG | BMG980392/1 | PCU DC 08
Ericsson | 1E2SC6201IDB2B3AL18UG | RPM77718/00350 | Power cable | 1 |  |  | B2-B3 | 1E2SC6201IDB2B3AL18UG | RPM77718/00350 | Power cable
Ericsson | 1E2SC6201IDB2B3AL18UG | SXK1098257/1 | Unit dummy | 1 |  |  | B2-B3 | 1E2SC6201IDB2B3AL18UG | SXK1098257/1 | Unit dummy
Ericsson | 1E2SC6201IDB2B3AL18UG | RPM2533512/2000 | CPRI DU-RRU | 2 |  |  | B2-B3 | 1E2SC6201IDB2B3AL18UG | RPM2533512/2000 | CPRI DU-RRU
Ericsson | 1E2SC6201IDB2B3AL18UG | RDH10247/2 | OPTICAL TRANSCEIVER/TRX SM CPRI 614.4-24 | 4 |  |  | B2-B3 | 1E2SC6201IDB2B3AL18UG | RDH10247/2 | OPTICAL TRANSCEIVER/TRX SM CPRI 614.4-24
Ericsson | 1E2SC6201IDB2B3AL18UG | SXK1098257/2 | RRU dummy | 2 |  |  | B2-B3 | 1E2SC6201IDB2B3AL18UG | SXK1098257/2 | RRU dummy
Ericsson | 1E2SC6201IDB2B3AL18UG | SDF111320/2 | Connector sleeve | 1 |  |  | B2-B3 | 1E2SC6201IDB2B3AL18UG | SDF111320/2 | Connector sleeve
TEF | 1E2SC6102OAB2B3AL18UG | KRC161797/1 | RADIO UNIT/Radio 2238 B8 B20 B28B | 2 |  |  | B2-B3 | 1E2SC6102OAB2B3AL18UG | KRC161797/1 | RADIO UNIT/Radio 2238 B8 B20 B28B
TEF | 1E2SC6102OAB2B3AL18UG | RNT44737/01 | Circular Power Connector DC-C (2 wire) | 2 |  |  | B2-B3 | 1E2SC6102OAB2B3AL18UG | RNT44737/01 | Circular Power Connector DC-C (2 wire)
TEF | 1E2SC6102OAB2B3AL18UG | RDH10265/2 | SFP+ SM 10.3Gb/s 1.4km 1310nm | 4 |  |  | B2-B3 | 1E2SC6102OAB2B3AL18UG | RDH10265/2 | SFP+ SM 10.3Gb/s 1.4km 1310nm
Ericsson | 1E2SC6102OAB2B3AL18UG | RDH10265/2 | SFP+ SM 10.3Gb/s 1.4km 1310nm | 4 |  |  | B2-B3 | 1E2SC6102OAB2B3AL18UG | RDH10265/2 | SFP+ SM 10.3Gb/s 1.4km 1310nm
Ericsson | 1E2SC6102OAB2B3AL18UG | KRC161637/1 | TRANSCEIVER/Radio 4415 B3;Radio Unit | 1 |  |  | B2-B3 | 1E2SC6102OAB2B3AL18UG | KRC161637/1 | TRANSCEIVER/Radio 4415 B3;Radio Unit
Ericsson | 1E2SC6102OAB2B3AL18UG | NTB1010327/2 | Subrack kit | 1 |  |  | B2-B3 | 1E2SC6102OAB2B3AL18UG | NTB1010327/2 | Subrack kit
Ericsson | 1E2SC6102OAB2B3AL18UG | SXA1344944/1 | AIR PLATE/Air Plate RF Shelf | 1 |  |  | B2-B3 | 1E2SC6102OAB2B3AL18UG | SXA1344944/1 | AIR PLATE/Air Plate RF Shelf
Ericsson | 1E2SC6102OAB2B3AL18UG | RPM2533512/2000 | CPRI DU-RRU | 2 |  |  | B2-B3 | 1E2SC6102OAB2B3AL18UG | RPM2533512/2000 | CPRI DU-RRU
Ericsson | 1E2SC6102OAB2B3AL18UG | RDH10247/2 | OPTICAL TRANSCEIVER/TRX SM CPRI 614.4-24 | 4 |  |  | B2-B3 | 1E2SC6102OAB2B3AL18UG | RDH10247/2 | OPTICAL TRANSCEIVER/TRX SM CPRI 614.4-24
Ericsson | 1E2SC6102OAB2B3AL18UG | RPM777034/00550 | EARTH CABLE M6 (dual) cable lug to M6 cable lug | 1 |  |  | B2-B3 | 1E2SC6102OAB2B3AL18UG | RPM777034/00550 | EARTH CABLE M6 (dual) cable lug to M6 cable lug
Ericsson | 1E2SC6102OAB2B3AL18UG | RPM777583/01000 | DC Power cable | 1 |  |  | B2-B3 | 1E2SC6102OAB2B3AL18UG | RPM777583/01000 | DC Power cable
Ericsson | 1E2SC6102OAB2B3AL18UG | BMG980336/7 | PDU 01 04; Power Distribution Unit | 1 |  |  | B2-B3 | 1E2SC6102OAB2B3AL18UG | BMG980336/7 | PDU 01 04; Power Distribution Unit
Ericsson | 1E2SC6102OAB2B3AL18UG | RPM77701/00500 | CABLE WITH CONNECTOR/SIGNAL CABLE | 1 |  |  | B2-B3 | 1E2SC6102OAB2B3AL18UG | RPM77701/00500 | CABLE WITH CONNECTOR/SIGNAL CABLE
Ericsson | 1E2SC6102OAB2B3AL18UG | SXK1098257/2 | RRU dummy | 2 |  |  | B2-B3 | 1E2SC6102OAB2B3AL18UG | SXK1098257/2 | RRU dummy
TEF | E2SC6201IDB2B3UG | KRC161797/1 | RADIO UNIT/Radio 2238 B8 B20 B28B | 2 |  |  | B2-B3 | E2SC6201IDB2B3UG | KRC161797/1 | RADIO UNIT/Radio 2238 B8 B20 B28B
TEF | E2SC6201IDB2B3UG | RNT44737/01 | Circular Power Connector DC-C (2 wire) | 2 |  |  | B2-B3 | E2SC6201IDB2B3UG | RNT44737/01 | Circular Power Connector DC-C (2 wire)
TEF | E2SC6201IDB2B3UG | RDH10265/2 | SFP+ SM 10.3Gb/s 1.4km 1310nm | 4 |  |  | B2-B3 | E2SC6201IDB2B3UG | RDH10265/2 | SFP+ SM 10.3Gb/s 1.4km 1310nm
Ericsson | E2SC6201IDB2B3UG | RDH10265/2 | SFP+ SM 10.3Gb/s 1.4km 1310nm | 4 |  |  | B2-B3 | E2SC6201IDB2B3UG | RDH10265/2 | SFP+ SM 10.3Gb/s 1.4km 1310nm
Ericsson | E2SC6201IDB2B3UG | RPM777211/01800 | CABLE WITH CONNECTOR/SIGNAL CABLE | 4 |  |  | B2-B3 | E2SC6201IDB2B3UG | RPM777211/01800 | CABLE WITH CONNECTOR/SIGNAL CABLE
Ericsson | E2SC6201IDB2B3UG | RPM777279/00650 | SIGNAL CABLE | 1 |  |  | B2-B3 | E2SC6201IDB2B3UG | RPM777279/00650 | SIGNAL CABLE
Ericsson | E2SC6201IDB2B3UG | SXA1342193/2 | MECHANICAL COMPONENT/Dummy 31 | 2 |  |  | B2-B3 | E2SC6201IDB2B3UG | SXA1342193/2 | MECHANICAL COMPONENT/Dummy 31
TEF | E2SC6102OAB2B3UG | KRC161797/1 | RADIO UNIT/Radio 2238 B8 B20 B28B | 2 |  |  | B2-B3 | E2SC6102OAB2B3UG | KRC161797/1 | RADIO UNIT/Radio 2238 B8 B20 B28B
TEF | E2SC6102OAB2B3UG | RNT44737/01 | Circular Power Connector DC-C (2 wire) | 2 |  |  | B2-B3 | E2SC6102OAB2B3UG | RNT44737/01 | Circular Power Connector DC-C (2 wire)
TEF | E2SC6102OAB2B3UG | RDH10265/2 | SFP+ SM 10.3Gb/s 1.4km 1310nm | 4 |  |  | B2-B3 | E2SC6102OAB2B3UG | RDH10265/2 | SFP+ SM 10.3Gb/s 1.4km 1310nm
Ericsson | E2SC6102OAB2B3UG | RDH10265/2 | SFP+ SM 10.3Gb/s 1.4km 1310nm | 4 |  |  | B2-B3 | E2SC6102OAB2B3UG | RDH10265/2 | SFP+ SM 10.3Gb/s 1.4km 1310nm
Ericsson | E2SC6102OAB2B3UG | RPM777211/01800 | CABLE WITH CONNECTOR/SIGNAL CABLE | 4 |  |  | B2-B3 | E2SC6102OAB2B3UG | RPM777211/01800 | CABLE WITH CONNECTOR/SIGNAL CABLE
Ericsson | E2SC6102OAB2B3UG | RPM777279/00650 | SIGNAL CABLE | 1 |  |  | B2-B3 | E2SC6102OAB2B3UG | RPM777279/00650 | SIGNAL CABLE
Ericsson | E2SC6102OAB2B3UG | SXA1342193/2 | MECHANICAL COMPONENT/Dummy 31 | 2 |  |  | B2-B3 | E2SC6102OAB2B3UG | SXA1342193/2 | MECHANICAL COMPONENT/Dummy 31
TEF | E2SC6201IDB2B3AL18UG | KRC161797/1 | RADIO UNIT/Radio 2238 B8 B20 B28B | 2 |  |  | B2-B3 | E2SC6201IDB2B3AL18UG | KRC161797/1 | RADIO UNIT/Radio 2238 B8 B20 B28B
TEF | E2SC6201IDB2B3AL18UG | RNT44737/01 | Circular Power Connector DC-C (2 wire) | 2 |  |  | B2-B3 | E2SC6201IDB2B3AL18UG | RNT44737/01 | Circular Power Connector DC-C (2 wire)
TEF | E2SC6201IDB2B3AL18UG | RDH10265/2 | SFP+ SM 10.3Gb/s 1.4km 1310nm | 4 |  |  | B2-B3 | E2SC6201IDB2B3AL18UG | RDH10265/2 | SFP+ SM 10.3Gb/s 1.4km 1310nm
Ericsson | E2SC6201IDB2B3AL18UG | RDH10265/2 | SFP+ SM 10.3Gb/s 1.4km 1310nm | 4 |  |  | B2-B3 | E2SC6201IDB2B3AL18UG | RDH10265/2 | SFP+ SM 10.3Gb/s 1.4km 1310nm
Ericsson | E2SC6201IDB2B3AL18UG | RPM777211/01800 | CABLE WITH CONNECTOR/SIGNAL CABLE | 4 |  |  | B2-B3 | E2SC6201IDB2B3AL18UG | RPM777211/01800 | CABLE WITH CONNECTOR/SIGNAL CABLE
Ericsson | E2SC6201IDB2B3AL18UG | RPM777279/00650 | SIGNAL CABLE | 1 |  |  | B2-B3 | E2SC6201IDB2B3AL18UG | RPM777279/00650 | SIGNAL CABLE
Ericsson | E2SC6201IDB2B3AL18UG | KRC161637/1 | TRANSCEIVER/Radio 4415 B3;Radio Unit | 1 |  |  | B2-B3 | E2SC6201IDB2B3AL18UG | KRC161637/1 | TRANSCEIVER/Radio 4415 B3;Radio Unit
Ericsson | E2SC6201IDB2B3AL18UG | NTB1010327/2 | Subrack kit | 1 |  |  | B2-B3 | E2SC6201IDB2B3AL18UG | NTB1010327/2 | Subrack kit
Ericsson | E2SC6201IDB2B3AL18UG | NTB1010326/2 | Frame kit (only for 6201) | 1 |  |  | B2-B3 | E2SC6201IDB2B3AL18UG | NTB1010326/2 | Frame kit (only for 6201)
Ericsson | E2SC6201IDB2B3AL18UG | RPM777034/00550 | EARTH CABLE M6 (dual) cable lug to M6 cable lug | 1 |  |  | B2-B3 | E2SC6201IDB2B3AL18UG | RPM777034/00550 | EARTH CABLE M6 (dual) cable lug to M6 cable lug
Ericsson | E2SC6201IDB2B3AL18UG | RPM777583/01000 | DC Power cable | 1 |  |  | B2-B3 | E2SC6201IDB2B3AL18UG | RPM777583/01000 | DC Power cable
Ericsson | E2SC6201IDB2B3AL18UG | SXA2151177/1 | Cable shelf 0.5U | 2 |  |  | B2-B3 | E2SC6201IDB2B3AL18UG | SXA2151177/1 | Cable shelf 0.5U
Ericsson | E2SC6201IDB2B3AL18UG | SXA2151640/2 | 9U shelf plate | 1 |  |  | B2-B3 | E2SC6201IDB2B3AL18UG | SXA2151640/2 | 9U shelf plate
Ericsson | E2SC6201IDB2B3AL18UG | SXA2151171/1 | Air resistor 0.5U | 1 |  |  | B2-B3 | E2SC6201IDB2B3AL18UG | SXA2151171/1 | Air resistor 0.5U
Ericsson | E2SC6201IDB2B3AL18UG | BMG980336/7 | PDU 01 04; Power Distribution Unit | 1 |  |  | B2-B3 | E2SC6201IDB2B3AL18UG | BMG980336/7 | PDU 01 04; Power Distribution Unit
Ericsson | E2SC6201IDB2B3AL18UG | SXK1252029/3 | 1.5 U power sub rack | 1 |  |  | B2-B3 | E2SC6201IDB2B3AL18UG | SXK1252029/3 | 1.5 U power sub rack
Ericsson | E2SC6201IDB2B3AL18UG | SXK111539/1 | M6 kit | 1 |  |  | B2-B3 | E2SC6201IDB2B3AL18UG | SXK111539/1 | M6 kit
Ericsson | E2SC6201IDB2B3AL18UG | SXA2152667/4 | 1.5U power rack shelf1 left | 1 |  |  | B2-B3 | E2SC6201IDB2B3AL18UG | SXA2152667/4 | 1.5U power rack shelf1 left
Ericsson | E2SC6201IDB2B3AL18UG | SXA2152668/4 | 1.5U power rack shelf1 right | 1 |  |  | B2-B3 | E2SC6201IDB2B3AL18UG | SXA2152668/4 | 1.5U power rack shelf1 right
Ericsson | E2SC6201IDB2B3AL18UG | BMG980392/1 | PCU DC 08 | 1 |  |  | B2-B3 | E2SC6201IDB2B3AL18UG | BMG980392/1 | PCU DC 08
Ericsson | E2SC6201IDB2B3AL18UG | RPM77718/00350 | Power cable | 1 |  |  | B2-B3 | E2SC6201IDB2B3AL18UG | RPM77718/00350 | Power cable
Ericsson | E2SC6201IDB2B3AL18UG | SXK1098257/1 | Unit dummy | 1 |  |  | B2-B3 | E2SC6201IDB2B3AL18UG | SXK1098257/1 | Unit dummy
Ericsson | E2SC6201IDB2B3AL18UG | RPM2533512/2000 | CPRI DU-RRU | 2 |  |  | B2-B3 | E2SC6201IDB2B3AL18UG | RPM2533512/2000 | CPRI DU-RRU
Ericsson | E2SC6201IDB2B3AL18UG | RDH10247/2 | OPTICAL TRANSCEIVER/TRX SM CPRI 614.4-24 | 4 |  |  | B2-B3 | E2SC6201IDB2B3AL18UG | RDH10247/2 | OPTICAL TRANSCEIVER/TRX SM CPRI 614.4-24
Ericsson | E2SC6201IDB2B3AL18UG | SXK1098257/2 | RRU dummy | 2 |  |  | B2-B3 | E2SC6201IDB2B3AL18UG | SXK1098257/2 | RRU dummy
Ericsson | E2SC6201IDB2B3AL18UG | SDF111320/2 | Connector sleeve | 1 |  |  | B2-B3 | E2SC6201IDB2B3AL18UG | SDF111320/2 | Connector sleeve
TEF | E2SC6102OAB2B3AL18UG | KRC161797/1 | RADIO UNIT/Radio 2238 B8 B20 B28B | 2 |  |  | B2-B3 | E2SC6102OAB2B3AL18UG | KRC161797/1 | RADIO UNIT/Radio 2238 B8 B20 B28B
TEF | E2SC6102OAB2B3AL18UG | RNT44737/01 | Circular Power Connector DC-C (2 wire) | 2 |  |  | B2-B3 | E2SC6102OAB2B3AL18UG | RNT44737/01 | Circular Power Connector DC-C (2 wire)
TEF | E2SC6102OAB2B3AL18UG | RDH10265/2 | SFP+ SM 10.3Gb/s 1.4km 1310nm | 4 |  |  | B2-B3 | E2SC6102OAB2B3AL18UG | RDH10265/2 | SFP+ SM 10.3Gb/s 1.4km 1310nm
Ericsson | E2SC6102OAB2B3AL18UG | RDH10265/2 | SFP+ SM 10.3Gb/s 1.4km 1310nm | 4 |  |  | B2-B3 | E2SC6102OAB2B3AL18UG | RDH10265/2 | SFP+ SM 10.3Gb/s 1.4km 1310nm
Ericsson | E2SC6102OAB2B3AL18UG | RPM777211/01800 | CABLE WITH CONNECTOR/SIGNAL CABLE | 4 |  |  | B2-B3 | E2SC6102OAB2B3AL18UG | RPM777211/01800 | CABLE WITH CONNECTOR/SIGNAL CABLE
Ericsson | E2SC6102OAB2B3AL18UG | RPM777279/00650 | SIGNAL CABLE | 1 |  |  | B2-B3 | E2SC6102OAB2B3AL18UG | RPM777279/00650 | SIGNAL CABLE
Ericsson | E2SC6102OAB2B3AL18UG | KRC161637/1 | TRANSCEIVER/Radio 4415 B3;Radio Unit | 1 |  |  | B2-B3 | E2SC6102OAB2B3AL18UG | KRC161637/1 | TRANSCEIVER/Radio 4415 B3;Radio Unit
Ericsson | E2SC6102OAB2B3AL18UG | NTB1010327/2 | Subrack kit | 1 |  |  | B2-B3 | E2SC6102OAB2B3AL18UG | NTB1010327/2 | Subrack kit
Ericsson | E2SC6102OAB2B3AL18UG | SXA1344944/1 | AIR PLATE/Air Plate RF Shelf | 1 |  |  | B2-B3 | E2SC6102OAB2B3AL18UG | SXA1344944/1 | AIR PLATE/Air Plate RF Shelf
Ericsson | E2SC6102OAB2B3AL18UG | RPM2533512/2000 | CPRI DU-RRU | 2 |  |  | B2-B3 | E2SC6102OAB2B3AL18UG | RPM2533512/2000 | CPRI DU-RRU
Ericsson | E2SC6102OAB2B3AL18UG | RDH10247/2 | OPTICAL TRANSCEIVER/TRX SM CPRI 614.4-24 | 4 |  |  | B2-B3 | E2SC6102OAB2B3AL18UG | RDH10247/2 | OPTICAL TRANSCEIVER/TRX SM CPRI 614.4-24
Ericsson | E2SC6102OAB2B3AL18UG | RPM777034/00550 | EARTH CABLE M6 (dual) cable lug to M6 cable lug | 1 |  |  | B2-B3 | E2SC6102OAB2B3AL18UG | RPM777034/00550 | EARTH CABLE M6 (dual) cable lug to M6 cable lug
Ericsson | E2SC6102OAB2B3AL18UG | RPM777583/01000 | DC Power cable | 1 |  |  | B2-B3 | E2SC6102OAB2B3AL18UG | RPM777583/01000 | DC Power cable
Ericsson | E2SC6102OAB2B3AL18UG | BMG980336/7 | PDU 01 04; Power Distribution Unit | 1 |  |  | B2-B3 | E2SC6102OAB2B3AL18UG | BMG980336/7 | PDU 01 04; Power Distribution Unit
Ericsson | E2SC6102OAB2B3AL18UG | RPM77701/00500 | CABLE WITH CONNECTOR/SIGNAL CABLE | 1 |  |  | B2-B3 | E2SC6102OAB2B3AL18UG | RPM77701/00500 | CABLE WITH CONNECTOR/SIGNAL CABLE
Ericsson | E2SC6102OAB2B3AL18UG | SXK1098257/2 | RRU dummy | 2 |  |  | B2-B3 | E2SC6102OAB2B3AL18UG | SXK1098257/2 | RRU dummy
Ericsson | 1E3SC61023PPOAB2B3UG | KDV127621/11 | Baseband 6630 with fan | 1 |  |  | B2-B3 | 1E3SC61023PPOAB2B3UG | KDV127621/11 | Baseband 6630 with fan
Ericsson | 1E3SC61023PPOAB2B3UG | RPM777526/02000 | ET Power cable | 1 |  |  | B2-B3 | 1E3SC61023PPOAB2B3UG | RPM777526/02000 | ET Power cable
Ericsson | 1E3SC61023PPOAB2B3UG | RPM777567/05000 | Grounding Cable | 1 |  |  | B2-B3 | 1E3SC61023PPOAB2B3UG | RPM777567/05000 | Grounding Cable
Ericsson | 1E3SC61023PPOAB2B3UG | SXK1253086/1 | Cable guide | 1 |  |  | B2-B3 | 1E3SC61023PPOAB2B3UG | SXK1253086/1 | Cable guide
Ericsson | 1E3SC61023PPOAB2B3UG | KRC161797/1 | RADIO UNIT/Radio 2238 B8 B20 B28B | 3 |  |  | B2-B3 | 1E3SC61023PPOAB2B3UG | KRC161797/1 | RADIO UNIT/Radio 2238 B8 B20 B28B
Ericsson | 1E3SC61023PPOAB2B3UG | RNT44737/01 | Circular Power Connector DC-C (2 wire) | 3 |  |  | B2-B3 | 1E3SC61023PPOAB2B3UG | RNT44737/01 | Circular Power Connector DC-C (2 wire)
Ericsson | 1E3SC61023PPOAB2B3UG | RDH10265/2 | SFP+ SM 10.3Gb/s 1.4km 1310nm | 6 |  |  | B2-B3 | 1E3SC61023PPOAB2B3UG | RDH10265/2 | SFP+ SM 10.3Gb/s 1.4km 1310nm
Ericsson | 1E3SC61023PPOAB2B3UG | RDH10265/2 | SFP+ SM 10.3Gb/s 1.4km 1310nm | 6 |  |  | B2-B3 | 1E3SC61023PPOAB2B3UG | RDH10265/2 | SFP+ SM 10.3Gb/s 1.4km 1310nm
Ericsson | 1E3SC61023PPOAB2B3UG | KRC161635/1 | RADIO UNIT/Radio 4415 B1 | 3 |  |  | B2-B3 | 1E3SC61023PPOAB2B3UG | KRC161635/1 | RADIO UNIT/Radio 4415 B1
Ericsson | 1E3SC61023PPOAB2B3UG | RNT44737/01 | Circular Power Connector DC-C (2 wire) | 3 |  |  | B2-B3 | 1E3SC61023PPOAB2B3UG | RNT44737/01 | Circular Power Connector DC-C (2 wire)
Ericsson | 1E3SC61023PPOAB2B3UG | RDH10265/2 | SFP+ SM 10.3Gb/s 1.4km 1310nm | 6 |  |  | B2-B3 | 1E3SC61023PPOAB2B3UG | RDH10265/2 | SFP+ SM 10.3Gb/s 1.4km 1310nm
Ericsson | 1E3SC61023PPOAB2B3UG | RDH10265/2 | SFP+ SM 10.3Gb/s 1.4km 1310nm | 6 |  |  | B2-B3 | 1E3SC61023PPOAB2B3UG | RDH10265/2 | SFP+ SM 10.3Gb/s 1.4km 1310nm
Ericsson | 1E3SC61023PPOAB2B3UG | NFT30459/2 | Surge Protection Device, SPD -48V | 7 |  |  | B2-B3 | 1E3SC61023PPOAB2B3UG | NFT30459/2 | Surge Protection Device, SPD -48V
Ericsson | 1E3SC61023PPOAB2B3UG | RPM777193/01500 | CABLE WITH CONNECTOR/DC POWER CABLE | 7 |  |  | B2-B3 | 1E3SC61023PPOAB2B3UG | RPM777193/01500 | CABLE WITH CONNECTOR/DC POWER CABLE
Ericsson | 1E3SC61023PPOAB2B3UG | BMG980336/7 | PDU 01 04; Power Distribution Unit | 1 |  |  | B2-B3 | 1E3SC61023PPOAB2B3UG | BMG980336/7 | PDU 01 04; Power Distribution Unit
Ericsson | 1E3SC61023PPOAB2B3UG | RPM77701/00500 | CABLE WITH CONNECTOR/SIGNAL CABLE | 1 |  |  | B2-B3 | 1E3SC61023PPOAB2B3UG | RPM77701/00500 | CABLE WITH CONNECTOR/SIGNAL CABLE
Ericsson | 1E3SC61023PPOAB2B3UG | BML161184/1 | RECTIFIER/PSU AC 03; Power Supply Unit | 4 |  |  | B2-B3 | 1E3SC61023PPOAB2B3UG | BML161184/1 | RECTIFIER/PSU AC 03; Power Supply Unit
Ericsson | 1E3SC61023PPOAB2B3UG | BGK90118/2 | CONNECTION PANEL/SHU 02 01; Support HUB | 1 |  |  | B2-B3 | 1E3SC61023PPOAB2B3UG | BGK90118/2 | CONNECTION PANEL/SHU 02 01; Support HUB
Ericsson | 1E3SC61023PPOAB2B3UG | BMG980336/7 | DISTR. EQUIPMENT/PDU 01 04; Power Distribution Unit | 2 |  |  | B2-B3 | 1E3SC61023PPOAB2B3UG | BMG980336/7 | DISTR. EQUIPMENT/PDU 01 04; Power Distribution Unit
Ericsson | 1E3SC61023PPOAB2B3UG | BMG980410/1 | DISTR. EQUIPMENT/BFU 01 03; Battery Fuse | 1 |  |  | B2-B3 | 1E3SC61023PPOAB2B3UG | BMG980410/1 | DISTR. EQUIPMENT/BFU 01 03; Battery Fuse
Ericsson | 1E3SC61023PPOAB2B3UG | BMG980390/10 | MAINS DISTR. UNIT/Optional AC-outlet | 1 |  |  | B2-B3 | 1E3SC61023PPOAB2B3UG | BMG980390/10 | MAINS DISTR. UNIT/Optional AC-outlet
Ericsson | 1E3SC61023PPOAB2B3UG | BML161184/1 | RECTIFIER/PSU AC 03; Power Supply Unit | 3 |  |  | B2-B3 | 1E3SC61023PPOAB2B3UG | BML161184/1 | RECTIFIER/PSU AC 03; Power Supply Unit
Ericsson | 1E3SC61023PPOAB2B3UG | NTM2013977/1 | SET OF MATERIALS/Screw set for expansion | 1 |  |  | B2-B3 | 1E3SC61023PPOAB2B3UG | NTM2013977/1 | SET OF MATERIALS/Screw set for expansion
Ericsson | 1E3SC61023PPOAB2B3UG | RPM77701/00500 | CABLE WITH CONNECTOR/SIGNAL CABLE | 3 |  |  | B2-B3 | 1E3SC61023PPOAB2B3UG | RPM77701/00500 | CABLE WITH CONNECTOR/SIGNAL CABLE
Ericsson | 1E3SC61023PPOAB2B3UG | RPM77701/00700 | CABLE WITH CONNECTOR/SIGNAL CABLE | 2 |  |  | B2-B3 | 1E3SC61023PPOAB2B3UG | RPM77701/00700 | CABLE WITH CONNECTOR/SIGNAL CABLE
Ericsson | 1E3SC61023PPOAB2B3UG | RPM77701/01000 | CABLE WITH CONNECTOR/SIGNAL CABLE | 1 |  |  | B2-B3 | 1E3SC61023PPOAB2B3UG | RPM77701/01000 | CABLE WITH CONNECTOR/SIGNAL CABLE
Ericsson | 1E3SC61023PPOAB2B3UG | RPM777270/01000 | CABLE WITH CONNECTOR/POWER CABLE | 3 |  |  | B2-B3 | 1E3SC61023PPOAB2B3UG | RPM777270/01000 | CABLE WITH CONNECTOR/POWER CABLE
Ericsson | 1E3SC61023PPOAB2B3UG | SXA1344414/1 | MECHANICAL COMPONENT/Air outlet plate | 1 |  |  | B2-B3 | 1E3SC61023PPOAB2B3UG | SXA1344414/1 | MECHANICAL COMPONENT/Air outlet plate
Ericsson | 1E3SC61023PPOAB2B3UG | SXA2153864/1 | MECHANICAL COMPONENT/Guide rail | 2 |  |  | B2-B3 | 1E3SC61023PPOAB2B3UG | SXA2153864/1 | MECHANICAL COMPONENT/Guide rail
Ericsson | 1E3SC61023PPOAB2B3UG | SXA2155276/1 | MECHANICAL COMPONENT/PLATE 19 Dummy (1U) | 1 |  |  | B2-B3 | 1E3SC61023PPOAB2B3UG | SXA2155276/1 | MECHANICAL COMPONENT/PLATE 19 Dummy (1U)
Ericsson | 1E3SC61023PPOAB2B3UG | SXK1091052/1 | ASSEMBLED PARTS/SHU holder | 1 |  |  | B2-B3 | 1E3SC61023PPOAB2B3UG | SXK1091052/1 | ASSEMBLED PARTS/SHU holder
Ericsson | 1E3SC61023PPOAB2B3UG | SXK1091102/1 | ASSEMBLED PARTS/½U dummy (19) | 1 |  |  | B2-B3 | 1E3SC61023PPOAB2B3UG | SXK1091102/1 | ASSEMBLED PARTS/½U dummy (19)
Ericsson | 1E3SC61023PPOAB2B3UG | SXK1091601/1 | ASSEMBLED PARTS/Airplate Low flow | 1 |  |  | B2-B3 | 1E3SC61023PPOAB2B3UG | SXK1091601/1 | ASSEMBLED PARTS/Airplate Low flow
Ericsson | 1E3SC61023PPOAB2B3UG | SXK1091601/2 | ASSEMBLED PARTS/Airplate Medium flow | 1 |  |  | B2-B3 | 1E3SC61023PPOAB2B3UG | SXK1091601/2 | ASSEMBLED PARTS/Airplate Medium flow
Ericsson | 1E3SC61023PPOAB2B3UG | SXK1098115/1 | ASSEMBLED PARTS/Power subrack | 1 |  |  | B2-B3 | 1E3SC61023PPOAB2B3UG | SXK1098115/1 | ASSEMBLED PARTS/Power subrack
Ericsson | 1E3SC61023PPOAB2B3UG | SXK1098257/1 | DUMMY/Dummy unit (Power Subrack) | 4 |  |  | B2-B3 | 1E3SC61023PPOAB2B3UG | SXK1098257/1 | DUMMY/Dummy unit (Power Subrack)
Ericsson | E3SC61023PPOAB2B3UG | KDV127621/11 | Baseband 6630 with fan | 1 |  |  | B2-B3 | E3SC61023PPOAB2B3UG | KDV127621/11 | Baseband 6630 with fan
Ericsson | E3SC61023PPOAB2B3UG | RPM777526/02000 | ET Power cable | 1 |  |  | B2-B3 | E3SC61023PPOAB2B3UG | RPM777526/02000 | ET Power cable
Ericsson | E3SC61023PPOAB2B3UG | RPM777567/05000 | Grounding Cable | 1 |  |  | B2-B3 | E3SC61023PPOAB2B3UG | RPM777567/05000 | Grounding Cable
Ericsson | E3SC61023PPOAB2B3UG | SXK1253086/1 | Cable guide | 1 |  |  | B2-B3 | E3SC61023PPOAB2B3UG | SXK1253086/1 | Cable guide
Ericsson | E3SC61023PPOAB2B3UG | KRC161797/1 | RADIO UNIT/Radio 2238 B8 B20 B28B | 3 |  |  | B2-B3 | E3SC61023PPOAB2B3UG | KRC161797/1 | RADIO UNIT/Radio 2238 B8 B20 B28B
Ericsson | E3SC61023PPOAB2B3UG | RNT44737/01 | Circular Power Connector DC-C (2 wire) | 3 |  |  | B2-B3 | E3SC61023PPOAB2B3UG | RNT44737/01 | Circular Power Connector DC-C (2 wire)
Ericsson | E3SC61023PPOAB2B3UG | RDH10265/2 | SFP+ SM 10.3Gb/s 1.4km 1310nm | 6 |  |  | B2-B3 | E3SC61023PPOAB2B3UG | RDH10265/2 | SFP+ SM 10.3Gb/s 1.4km 1310nm
Ericsson | E3SC61023PPOAB2B3UG | RDH10265/2 | SFP+ SM 10.3Gb/s 1.4km 1310nm | 6 |  |  | B2-B3 | E3SC61023PPOAB2B3UG | RDH10265/2 | SFP+ SM 10.3Gb/s 1.4km 1310nm
Ericsson | E3SC61023PPOAB2B3UG | KRC161635/1 | RADIO UNIT/Radio 4415 B1 | 3 |  |  | B2-B3 | E3SC61023PPOAB2B3UG | KRC161635/1 | RADIO UNIT/Radio 4415 B1
Ericsson | E3SC61023PPOAB2B3UG | RNT44737/01 | Circular Power Connector DC-C (2 wire) | 3 |  |  | B2-B3 | E3SC61023PPOAB2B3UG | RNT44737/01 | Circular Power Connector DC-C (2 wire)
Ericsson | E3SC61023PPOAB2B3UG | RDH10265/2 | SFP+ SM 10.3Gb/s 1.4km 1310nm | 6 |  |  | B2-B3 | E3SC61023PPOAB2B3UG | RDH10265/2 | SFP+ SM 10.3Gb/s 1.4km 1310nm
Ericsson | E3SC61023PPOAB2B3UG | RDH10265/2 | SFP+ SM 10.3Gb/s 1.4km 1310nm | 6 |  |  | B2-B3 | E3SC61023PPOAB2B3UG | RDH10265/2 | SFP+ SM 10.3Gb/s 1.4km 1310nm
Ericsson | E3SC61023PPOAB2B3UG | RPM777211/01800 | CABLE WITH CONNECTOR/SIGNAL CABLE | 6 |  |  | B2-B3 | E3SC61023PPOAB2B3UG | RPM777211/01800 | CABLE WITH CONNECTOR/SIGNAL CABLE
Ericsson | E3SC61023PPOAB2B3UG | RPM777279/00650 | SIGNAL CABLE | 1 |  |  | B2-B3 | E3SC61023PPOAB2B3UG | RPM777279/00650 | SIGNAL CABLE
Ericsson | E3SC61023PPOAB2B3UG | NFT30459/2 | Surge Protection Device, SPD -48V | 7 |  |  | B2-B3 | E3SC61023PPOAB2B3UG | NFT30459/2 | Surge Protection Device, SPD -48V
Ericsson | E3SC61023PPOAB2B3UG | RPM777193/01500 | CABLE WITH CONNECTOR/DC POWER CABLE | 7 |  |  | B2-B3 | E3SC61023PPOAB2B3UG | RPM777193/01500 | CABLE WITH CONNECTOR/DC POWER CABLE
Ericsson | E3SC61023PPOAB2B3UG | BMG980336/7 | PDU 01 04; Power Distribution Unit | 1 |  |  | B2-B3 | E3SC61023PPOAB2B3UG | BMG980336/7 | PDU 01 04; Power Distribution Unit
Ericsson | E3SC61023PPOAB2B3UG | RPM77701/00500 | CABLE WITH CONNECTOR/SIGNAL CABLE | 1 |  |  | B2-B3 | E3SC61023PPOAB2B3UG | RPM77701/00500 | CABLE WITH CONNECTOR/SIGNAL CABLE
Ericsson | E3SC61023PPOAB2B3UG | BML161184/1 | RECTIFIER/PSU AC 03; Power Supply Unit | 4 |  |  | B2-B3 | E3SC61023PPOAB2B3UG | BML161184/1 | RECTIFIER/PSU AC 03; Power Supply Unit
Ericsson | E3SC61023PPOAB2B3UG | BGK90118/2 | CONNECTION PANEL/SHU 02 01; Support HUB | 1 |  |  | B2-B3 | E3SC61023PPOAB2B3UG | BGK90118/2 | CONNECTION PANEL/SHU 02 01; Support HUB
Ericsson | E3SC61023PPOAB2B3UG | BMG980336/7 | DISTR. EQUIPMENT/PDU 01 04; Power Distribution Unit | 2 |  |  | B2-B3 | E3SC61023PPOAB2B3UG | BMG980336/7 | DISTR. EQUIPMENT/PDU 01 04; Power Distribution Unit
Ericsson | E3SC61023PPOAB2B3UG | BMG980410/1 | DISTR. EQUIPMENT/BFU 01 03; Battery Fuse | 1 |  |  | B2-B3 | E3SC61023PPOAB2B3UG | BMG980410/1 | DISTR. EQUIPMENT/BFU 01 03; Battery Fuse
Ericsson | E3SC61023PPOAB2B3UG | BMG980390/10 | MAINS DISTR. UNIT/Optional AC-outlet | 1 |  |  | B2-B3 | E3SC61023PPOAB2B3UG | BMG980390/10 | MAINS DISTR. UNIT/Optional AC-outlet
Ericsson | E3SC61023PPOAB2B3UG | BML161184/1 | RECTIFIER/PSU AC 03; Power Supply Unit | 3 |  |  | B2-B3 | E3SC61023PPOAB2B3UG | BML161184/1 | RECTIFIER/PSU AC 03; Power Supply Unit
Ericsson | E3SC61023PPOAB2B3UG | NTM2013977/1 | SET OF MATERIALS/Screw set for expansion | 1 |  |  | B2-B3 | E3SC61023PPOAB2B3UG | NTM2013977/1 | SET OF MATERIALS/Screw set for expansion
Ericsson | E3SC61023PPOAB2B3UG | RPM77701/00500 | CABLE WITH CONNECTOR/SIGNAL CABLE | 3 |  |  | B2-B3 | E3SC61023PPOAB2B3UG | RPM77701/00500 | CABLE WITH CONNECTOR/SIGNAL CABLE
Ericsson | E3SC61023PPOAB2B3UG | RPM77701/00700 | CABLE WITH CONNECTOR/SIGNAL CABLE | 2 |  |  | B2-B3 | E3SC61023PPOAB2B3UG | RPM77701/00700 | CABLE WITH CONNECTOR/SIGNAL CABLE
Ericsson | E3SC61023PPOAB2B3UG | RPM77701/01000 | CABLE WITH CONNECTOR/SIGNAL CABLE | 1 |  |  | B2-B3 | E3SC61023PPOAB2B3UG | RPM77701/01000 | CABLE WITH CONNECTOR/SIGNAL CABLE
Ericsson | E3SC61023PPOAB2B3UG | RPM777270/01000 | CABLE WITH CONNECTOR/POWER CABLE | 3 |  |  | B2-B3 | E3SC61023PPOAB2B3UG | RPM777270/01000 | CABLE WITH CONNECTOR/POWER CABLE
Ericsson | E3SC61023PPOAB2B3UG | SXA1344414/1 | MECHANICAL COMPONENT/Air outlet plate | 1 |  |  | B2-B3 | E3SC61023PPOAB2B3UG | SXA1344414/1 | MECHANICAL COMPONENT/Air outlet plate
Ericsson | E3SC61023PPOAB2B3UG | SXA2153864/1 | MECHANICAL COMPONENT/Guide rail | 2 |  |  | B2-B3 | E3SC61023PPOAB2B3UG | SXA2153864/1 | MECHANICAL COMPONENT/Guide rail
Ericsson | E3SC61023PPOAB2B3UG | SXA2155276/1 | MECHANICAL COMPONENT/PLATE 19 Dummy (1U) | 1 |  |  | B2-B3 | E3SC61023PPOAB2B3UG | SXA2155276/1 | MECHANICAL COMPONENT/PLATE 19 Dummy (1U)
Ericsson | E3SC61023PPOAB2B3UG | SXK1091052/1 | ASSEMBLED PARTS/SHU holder | 1 |  |  | B2-B3 | E3SC61023PPOAB2B3UG | SXK1091052/1 | ASSEMBLED PARTS/SHU holder
Ericsson | E3SC61023PPOAB2B3UG | SXK1091102/1 | ASSEMBLED PARTS/½U dummy (19) | 1 |  |  | B2-B3 | E3SC61023PPOAB2B3UG | SXK1091102/1 | ASSEMBLED PARTS/½U dummy (19)
Ericsson | E3SC61023PPOAB2B3UG | SXK1091601/1 | ASSEMBLED PARTS/Airplate Low flow | 1 |  |  | B2-B3 | E3SC61023PPOAB2B3UG | SXK1091601/1 | ASSEMBLED PARTS/Airplate Low flow
Ericsson | E3SC61023PPOAB2B3UG | SXK1091601/2 | ASSEMBLED PARTS/Airplate Medium flow | 1 |  |  | B2-B3 | E3SC61023PPOAB2B3UG | SXK1091601/2 | ASSEMBLED PARTS/Airplate Medium flow
Ericsson | E3SC61023PPOAB2B3UG | SXK1098115/1 | ASSEMBLED PARTS/Power subrack | 1 |  |  | B2-B3 | E3SC61023PPOAB2B3UG | SXK1098115/1 | ASSEMBLED PARTS/Power subrack
Ericsson | E3SC61023PPOAB2B3UG | SXK1098257/1 | DUMMY/Dummy unit (Power Subrack) | 4 |  |  | B2-B3 | E3SC61023PPOAB2B3UG | SXK1098257/1 | DUMMY/Dummy unit (Power Subrack)
Ericsson | 1E2SC61023PPOAB2B3UG | KDV127621/11 | Baseband 6630 with fan | 1 |  |  | B2-B3 | 1E2SC61023PPOAB2B3UG | KDV127621/11 | Baseband 6630 with fan
Ericsson | 1E2SC61023PPOAB2B3UG | RPM777526/02000 | ET Power cable | 1 |  |  | B2-B3 | 1E2SC61023PPOAB2B3UG | RPM777526/02000 | ET Power cable
Ericsson | 1E2SC61023PPOAB2B3UG | RPM777567/05000 | Grounding Cable | 1 |  |  | B2-B3 | 1E2SC61023PPOAB2B3UG | RPM777567/05000 | Grounding Cable
Ericsson | 1E2SC61023PPOAB2B3UG | SXK1253086/1 | Cable guide | 1 |  |  | B2-B3 | 1E2SC61023PPOAB2B3UG | SXK1253086/1 | Cable guide
Ericsson | 1E2SC61023PPOAB2B3UG | KRC161797/1 | RADIO UNIT/Radio 2238 B8 B20 B28B | 2 |  |  | B2-B3 | 1E2SC61023PPOAB2B3UG | KRC161797/1 | RADIO UNIT/Radio 2238 B8 B20 B28B
Ericsson | 1E2SC61023PPOAB2B3UG | RNT44737/01 | Circular Power Connector DC-C (2 wire) | 2 |  |  | B2-B3 | 1E2SC61023PPOAB2B3UG | RNT44737/01 | Circular Power Connector DC-C (2 wire)
Ericsson | 1E2SC61023PPOAB2B3UG | RDH10265/2 | SFP+ SM 10.3Gb/s 1.4km 1310nm | 4 |  |  | B2-B3 | 1E2SC61023PPOAB2B3UG | RDH10265/2 | SFP+ SM 10.3Gb/s 1.4km 1310nm
Ericsson | 1E2SC61023PPOAB2B3UG | RDH10265/2 | SFP+ SM 10.3Gb/s 1.4km 1310nm | 4 |  |  | B2-B3 | 1E2SC61023PPOAB2B3UG | RDH10265/2 | SFP+ SM 10.3Gb/s 1.4km 1310nm
Ericsson | 1E2SC61023PPOAB2B3UG | KRC161635/1 | RADIO UNIT/Radio 4415 B1 | 2 |  |  | B2-B3 | 1E2SC61023PPOAB2B3UG | KRC161635/1 | RADIO UNIT/Radio 4415 B1
Ericsson | 1E2SC61023PPOAB2B3UG | RNT44737/01 | Circular Power Connector DC-C (2 wire) | 2 |  |  | B2-B3 | 1E2SC61023PPOAB2B3UG | RNT44737/01 | Circular Power Connector DC-C (2 wire)
Ericsson | 1E2SC61023PPOAB2B3UG | RDH10265/2 | SFP+ SM 10.3Gb/s 1.4km 1310nm | 4 |  |  | B2-B3 | 1E2SC61023PPOAB2B3UG | RDH10265/2 | SFP+ SM 10.3Gb/s 1.4km 1310nm
Ericsson | 1E2SC61023PPOAB2B3UG | RDH10265/2 | SFP+ SM 10.3Gb/s 1.4km 1310nm | 4 |  |  | B2-B3 | 1E2SC61023PPOAB2B3UG | RDH10265/2 | SFP+ SM 10.3Gb/s 1.4km 1310nm
Ericsson | 1E2SC61023PPOAB2B3UG | NFT30459/2 | Surge Protection Device, SPD -48V | 5 |  |  | B2-B3 | 1E2SC61023PPOAB2B3UG | NFT30459/2 | Surge Protection Device, SPD -48V
Ericsson | 1E2SC61023PPOAB2B3UG | RPM777193/01500 | CABLE WITH CONNECTOR/DC POWER CABLE | 5 |  |  | B2-B3 | 1E2SC61023PPOAB2B3UG | RPM777193/01500 | CABLE WITH CONNECTOR/DC POWER CABLE
Ericsson | 1E2SC61023PPOAB2B3UG | BMG980336/7 | PDU 01 04; Power Distribution Unit | 1 |  |  | B2-B3 | 1E2SC61023PPOAB2B3UG | BMG980336/7 | PDU 01 04; Power Distribution Unit
Ericsson | 1E2SC61023PPOAB2B3UG | RPM77701/00500 | CABLE WITH CONNECTOR/SIGNAL CABLE | 1 |  |  | B2-B3 | 1E2SC61023PPOAB2B3UG | RPM77701/00500 | CABLE WITH CONNECTOR/SIGNAL CABLE
Ericsson | 1E2SC61023PPOAB2B3UG | BML161184/1 | RECTIFIER/PSU AC 03; Power Supply Unit | 4 |  |  | B2-B3 | 1E2SC61023PPOAB2B3UG | BML161184/1 | RECTIFIER/PSU AC 03; Power Supply Unit
Ericsson | 1E2SC61023PPOAB2B3UG | BGK90118/2 | CONNECTION PANEL/SHU 02 01; Support HUB | 1 |  |  | B2-B3 | 1E2SC61023PPOAB2B3UG | BGK90118/2 | CONNECTION PANEL/SHU 02 01; Support HUB
Ericsson | 1E2SC61023PPOAB2B3UG | BMG980336/7 | DISTR. EQUIPMENT/PDU 01 04; Power Distribution Unit | 2 |  |  | B2-B3 | 1E2SC61023PPOAB2B3UG | BMG980336/7 | DISTR. EQUIPMENT/PDU 01 04; Power Distribution Unit
Ericsson | 1E2SC61023PPOAB2B3UG | BMG980410/1 | DISTR. EQUIPMENT/BFU 01 03; Battery Fuse | 1 |  |  | B2-B3 | 1E2SC61023PPOAB2B3UG | BMG980410/1 | DISTR. EQUIPMENT/BFU 01 03; Battery Fuse
Ericsson | 1E2SC61023PPOAB2B3UG | BMG980390/10 | MAINS DISTR. UNIT/Optional AC-outlet | 1 |  |  | B2-B3 | 1E2SC61023PPOAB2B3UG | BMG980390/10 | MAINS DISTR. UNIT/Optional AC-outlet
Ericsson | 1E2SC61023PPOAB2B3UG | BML161184/1 | RECTIFIER/PSU AC 03; Power Supply Unit | 3 |  |  | B2-B3 | 1E2SC61023PPOAB2B3UG | BML161184/1 | RECTIFIER/PSU AC 03; Power Supply Unit
Ericsson | 1E2SC61023PPOAB2B3UG | NTM2013977/1 | SET OF MATERIALS/Screw set for expansion | 1 |  |  | B2-B3 | 1E2SC61023PPOAB2B3UG | NTM2013977/1 | SET OF MATERIALS/Screw set for expansion
Ericsson | 1E2SC61023PPOAB2B3UG | RPM77701/00500 | CABLE WITH CONNECTOR/SIGNAL CABLE | 3 |  |  | B2-B3 | 1E2SC61023PPOAB2B3UG | RPM77701/00500 | CABLE WITH CONNECTOR/SIGNAL CABLE
Ericsson | 1E2SC61023PPOAB2B3UG | RPM77701/00700 | CABLE WITH CONNECTOR/SIGNAL CABLE | 2 |  |  | B2-B3 | 1E2SC61023PPOAB2B3UG | RPM77701/00700 | CABLE WITH CONNECTOR/SIGNAL CABLE
Ericsson | 1E2SC61023PPOAB2B3UG | RPM77701/01000 | CABLE WITH CONNECTOR/SIGNAL CABLE | 1 |  |  | B2-B3 | 1E2SC61023PPOAB2B3UG | RPM77701/01000 | CABLE WITH CONNECTOR/SIGNAL CABLE
Ericsson | 1E2SC61023PPOAB2B3UG | RPM777270/01000 | CABLE WITH CONNECTOR/POWER CABLE | 3 |  |  | B2-B3 | 1E2SC61023PPOAB2B3UG | RPM777270/01000 | CABLE WITH CONNECTOR/POWER CABLE
Ericsson | 1E2SC61023PPOAB2B3UG | SXA1344414/1 | MECHANICAL COMPONENT/Air outlet plate | 1 |  |  | B2-B3 | 1E2SC61023PPOAB2B3UG | SXA1344414/1 | MECHANICAL COMPONENT/Air outlet plate
Ericsson | 1E2SC61023PPOAB2B3UG | SXA2153864/1 | MECHANICAL COMPONENT/Guide rail | 2 |  |  | B2-B3 | 1E2SC61023PPOAB2B3UG | SXA2153864/1 | MECHANICAL COMPONENT/Guide rail
Ericsson | 1E2SC61023PPOAB2B3UG | SXA2155276/1 | MECHANICAL COMPONENT/PLATE 19 Dummy (1U) | 1 |  |  | B2-B3 | 1E2SC61023PPOAB2B3UG | SXA2155276/1 | MECHANICAL COMPONENT/PLATE 19 Dummy (1U)
Ericsson | 1E2SC61023PPOAB2B3UG | SXK1091052/1 | ASSEMBLED PARTS/SHU holder | 1 |  |  | B2-B3 | 1E2SC61023PPOAB2B3UG | SXK1091052/1 | ASSEMBLED PARTS/SHU holder
Ericsson | 1E2SC61023PPOAB2B3UG | SXK1091102/1 | ASSEMBLED PARTS/½U dummy (19) | 1 |  |  | B2-B3 | 1E2SC61023PPOAB2B3UG | SXK1091102/1 | ASSEMBLED PARTS/½U dummy (19)
Ericsson | 1E2SC61023PPOAB2B3UG | SXK1091601/1 | ASSEMBLED PARTS/Airplate Low flow | 1 |  |  | B2-B3 | 1E2SC61023PPOAB2B3UG | SXK1091601/1 | ASSEMBLED PARTS/Airplate Low flow
Ericsson | 1E2SC61023PPOAB2B3UG | SXK1091601/2 | ASSEMBLED PARTS/Airplate Medium flow | 1 |  |  | B2-B3 | 1E2SC61023PPOAB2B3UG | SXK1091601/2 | ASSEMBLED PARTS/Airplate Medium flow
Ericsson | 1E2SC61023PPOAB2B3UG | SXK1098115/1 | ASSEMBLED PARTS/Power subrack | 1 |  |  | B2-B3 | 1E2SC61023PPOAB2B3UG | SXK1098115/1 | ASSEMBLED PARTS/Power subrack
Ericsson | 1E2SC61023PPOAB2B3UG | SXK1098257/1 | DUMMY/Dummy unit (Power Subrack) | 4 |  |  | B2-B3 | 1E2SC61023PPOAB2B3UG | SXK1098257/1 | DUMMY/Dummy unit (Power Subrack)
Ericsson | E2SC61023PPOAB2B3UG | KDV127621/11 | Baseband 6630 with fan | 1 |  |  | B2-B3 | E2SC61023PPOAB2B3UG | KDV127621/11 | Baseband 6630 with fan
Ericsson | E2SC61023PPOAB2B3UG | RPM777526/02000 | ET Power cable | 1 |  |  | B2-B3 | E2SC61023PPOAB2B3UG | RPM777526/02000 | ET Power cable
Ericsson | E2SC61023PPOAB2B3UG | RPM777567/05000 | Grounding Cable | 1 |  |  | B2-B3 | E2SC61023PPOAB2B3UG | RPM777567/05000 | Grounding Cable
Ericsson | E2SC61023PPOAB2B3UG | SXK1253086/1 | Cable guide | 1 |  |  | B2-B3 | E2SC61023PPOAB2B3UG | SXK1253086/1 | Cable guide
Ericsson | E2SC61023PPOAB2B3UG | KRC161797/1 | RADIO UNIT/Radio 2238 B8 B20 B28B | 2 |  |  | B2-B3 | E2SC61023PPOAB2B3UG | KRC161797/1 | RADIO UNIT/Radio 2238 B8 B20 B28B
Ericsson | E2SC61023PPOAB2B3UG | RNT44737/01 | Circular Power Connector DC-C (2 wire) | 2 |  |  | B2-B3 | E2SC61023PPOAB2B3UG | RNT44737/01 | Circular Power Connector DC-C (2 wire)
Ericsson | E2SC61023PPOAB2B3UG | RDH10265/2 | SFP+ SM 10.3Gb/s 1.4km 1310nm | 4 |  |  | B2-B3 | E2SC61023PPOAB2B3UG | RDH10265/2 | SFP+ SM 10.3Gb/s 1.4km 1310nm
Ericsson | E2SC61023PPOAB2B3UG | RDH10265/2 | SFP+ SM 10.3Gb/s 1.4km 1310nm | 4 |  |  | B2-B3 | E2SC61023PPOAB2B3UG | RDH10265/2 | SFP+ SM 10.3Gb/s 1.4km 1310nm
Ericsson | E2SC61023PPOAB2B3UG | KRC161635/1 | RADIO UNIT/Radio 4415 B1 | 2 |  |  | B2-B3 | E2SC61023PPOAB2B3UG | KRC161635/1 | RADIO UNIT/Radio 4415 B1
Ericsson | E2SC61023PPOAB2B3UG | RNT44737/01 | Circular Power Connector DC-C (2 wire) | 2 |  |  | B2-B3 | E2SC61023PPOAB2B3UG | RNT44737/01 | Circular Power Connector DC-C (2 wire)
Ericsson | E2SC61023PPOAB2B3UG | RDH10265/2 | SFP+ SM 10.3Gb/s 1.4km 1310nm | 4 |  |  | B2-B3 | E2SC61023PPOAB2B3UG | RDH10265/2 | SFP+ SM 10.3Gb/s 1.4km 1310nm
Ericsson | E2SC61023PPOAB2B3UG | RDH10265/2 | SFP+ SM 10.3Gb/s 1.4km 1310nm | 4 |  |  | B2-B3 | E2SC61023PPOAB2B3UG | RDH10265/2 | SFP+ SM 10.3Gb/s 1.4km 1310nm
Ericsson | E2SC61023PPOAB2B3UG | RPM777211/01800 | CABLE WITH CONNECTOR/SIGNAL CABLE | 4 |  |  | B2-B3 | E2SC61023PPOAB2B3UG | RPM777211/01800 | CABLE WITH CONNECTOR/SIGNAL CABLE
Ericsson | E2SC61023PPOAB2B3UG | RPM777279/00650 | SIGNAL CABLE | 1 |  |  | B2-B3 | E2SC61023PPOAB2B3UG | RPM777279/00650 | SIGNAL CABLE
Ericsson | E2SC61023PPOAB2B3UG | NFT30459/2 | Surge Protection Device, SPD -48V | 5 |  |  | B2-B3 | E2SC61023PPOAB2B3UG | NFT30459/2 | Surge Protection Device, SPD -48V
Ericsson | E2SC61023PPOAB2B3UG | RPM777193/01500 | CABLE WITH CONNECTOR/DC POWER CABLE | 5 |  |  | B2-B3 | E2SC61023PPOAB2B3UG | RPM777193/01500 | CABLE WITH CONNECTOR/DC POWER CABLE
Ericsson | E2SC61023PPOAB2B3UG | BMG980336/7 | PDU 01 04; Power Distribution Unit | 1 |  |  | B2-B3 | E2SC61023PPOAB2B3UG | BMG980336/7 | PDU 01 04; Power Distribution Unit
Ericsson | E2SC61023PPOAB2B3UG | RPM77701/00500 | CABLE WITH CONNECTOR/SIGNAL CABLE | 1 |  |  | B2-B3 | E2SC61023PPOAB2B3UG | RPM77701/00500 | CABLE WITH CONNECTOR/SIGNAL CABLE
Ericsson | E2SC61023PPOAB2B3UG | BML161184/1 | RECTIFIER/PSU AC 03; Power Supply Unit | 4 |  |  | B2-B3 | E2SC61023PPOAB2B3UG | BML161184/1 | RECTIFIER/PSU AC 03; Power Supply Unit
Ericsson | E2SC61023PPOAB2B3UG | BGK90118/2 | CONNECTION PANEL/SHU 02 01; Support HUB | 1 |  |  | B2-B3 | E2SC61023PPOAB2B3UG | BGK90118/2 | CONNECTION PANEL/SHU 02 01; Support HUB
Ericsson | E2SC61023PPOAB2B3UG | BMG980336/7 | DISTR. EQUIPMENT/PDU 01 04; Power Distribution Unit | 2 |  |  | B2-B3 | E2SC61023PPOAB2B3UG | BMG980336/7 | DISTR. EQUIPMENT/PDU 01 04; Power Distribution Unit
Ericsson | E2SC61023PPOAB2B3UG | BMG980410/1 | DISTR. EQUIPMENT/BFU 01 03; Battery Fuse | 1 |  |  | B2-B3 | E2SC61023PPOAB2B3UG | BMG980410/1 | DISTR. EQUIPMENT/BFU 01 03; Battery Fuse
Ericsson | E2SC61023PPOAB2B3UG | BMG980390/10 | MAINS DISTR. UNIT/Optional AC-outlet | 1 |  |  | B2-B3 | E2SC61023PPOAB2B3UG | BMG980390/10 | MAINS DISTR. UNIT/Optional AC-outlet
Ericsson | E2SC61023PPOAB2B3UG | BML161184/1 | RECTIFIER/PSU AC 03; Power Supply Unit | 3 |  |  | B2-B3 | E2SC61023PPOAB2B3UG | BML161184/1 | RECTIFIER/PSU AC 03; Power Supply Unit
Ericsson | E2SC61023PPOAB2B3UG | NTM2013977/1 | SET OF MATERIALS/Screw set for expansion | 1 |  |  | B2-B3 | E2SC61023PPOAB2B3UG | NTM2013977/1 | SET OF MATERIALS/Screw set for expansion
Ericsson | E2SC61023PPOAB2B3UG | RPM77701/00500 | CABLE WITH CONNECTOR/SIGNAL CABLE | 3 |  |  | B2-B3 | E2SC61023PPOAB2B3UG | RPM77701/00500 | CABLE WITH CONNECTOR/SIGNAL CABLE
Ericsson | E2SC61023PPOAB2B3UG | RPM77701/00700 | CABLE WITH CONNECTOR/SIGNAL CABLE | 2 |  |  | B2-B3 | E2SC61023PPOAB2B3UG | RPM77701/00700 | CABLE WITH CONNECTOR/SIGNAL CABLE
Ericsson | E2SC61023PPOAB2B3UG | RPM77701/01000 | CABLE WITH CONNECTOR/SIGNAL CABLE | 1 |  |  | B2-B3 | E2SC61023PPOAB2B3UG | RPM77701/01000 | CABLE WITH CONNECTOR/SIGNAL CABLE
Ericsson | E2SC61023PPOAB2B3UG | RPM777270/01000 | CABLE WITH CONNECTOR/POWER CABLE | 3 |  |  | B2-B3 | E2SC61023PPOAB2B3UG | RPM777270/01000 | CABLE WITH CONNECTOR/POWER CABLE
Ericsson | E2SC61023PPOAB2B3UG | SXA1344414/1 | MECHANICAL COMPONENT/Air outlet plate | 1 |  |  | B2-B3 | E2SC61023PPOAB2B3UG | SXA1344414/1 | MECHANICAL COMPONENT/Air outlet plate
Ericsson | E2SC61023PPOAB2B3UG | SXA2153864/1 | MECHANICAL COMPONENT/Guide rail | 2 |  |  | B2-B3 | E2SC61023PPOAB2B3UG | SXA2153864/1 | MECHANICAL COMPONENT/Guide rail
Ericsson | E2SC61023PPOAB2B3UG | SXA2155276/1 | MECHANICAL COMPONENT/PLATE 19 Dummy (1U) | 1 |  |  | B2-B3 | E2SC61023PPOAB2B3UG | SXA2155276/1 | MECHANICAL COMPONENT/PLATE 19 Dummy (1U)
Ericsson | E2SC61023PPOAB2B3UG | SXK1091052/1 | ASSEMBLED PARTS/SHU holder | 1 |  |  | B2-B3 | E2SC61023PPOAB2B3UG | SXK1091052/1 | ASSEMBLED PARTS/SHU holder
Ericsson | E2SC61023PPOAB2B3UG | SXK1091102/1 | ASSEMBLED PARTS/½U dummy (19) | 1 |  |  | B2-B3 | E2SC61023PPOAB2B3UG | SXK1091102/1 | ASSEMBLED PARTS/½U dummy (19)
Ericsson | E2SC61023PPOAB2B3UG | SXK1091601/1 | ASSEMBLED PARTS/Airplate Low flow | 1 |  |  | B2-B3 | E2SC61023PPOAB2B3UG | SXK1091601/1 | ASSEMBLED PARTS/Airplate Low flow
Ericsson | E2SC61023PPOAB2B3UG | SXK1091601/2 | ASSEMBLED PARTS/Airplate Medium flow | 1 |  |  | B2-B3 | E2SC61023PPOAB2B3UG | SXK1091601/2 | ASSEMBLED PARTS/Airplate Medium flow
Ericsson | E2SC61023PPOAB2B3UG | SXK1098115/1 | ASSEMBLED PARTS/Power subrack | 1 |  |  | B2-B3 | E2SC61023PPOAB2B3UG | SXK1098115/1 | ASSEMBLED PARTS/Power subrack
Ericsson | E2SC61023PPOAB2B3UG | SXK1098257/1 | DUMMY/Dummy unit (Power Subrack) | 4 |  |  | B2-B3 | E2SC61023PPOAB2B3UG | SXK1098257/1 | DUMMY/Dummy unit (Power Subrack)
Ericsson | 1E3SC6102LANOAB2B3UG | KRC161635/1 | RADIO UNIT/Radio 4415 B1 | 3 |  |  | B2-B3 | 1E3SC6102LANOAB2B3UG | KRC161635/1 | RADIO UNIT/Radio 4415 B1
Ericsson | 1E3SC6102LANOAB2B3UG | RNT44737/01 | Circular Power Connector DC-C (2 wire) | 3 |  |  | B2-B3 | 1E3SC6102LANOAB2B3UG | RNT44737/01 | Circular Power Connector DC-C (2 wire)
Ericsson | 1E3SC6102LANOAB2B3UG | RDH10265/2 | SFP+ SM 10.3Gb/s 1.4km 1310nm | 6 |  |  | B2-B3 | 1E3SC6102LANOAB2B3UG | RDH10265/2 | SFP+ SM 10.3Gb/s 1.4km 1310nm
Ericsson | 1E3SC6102LANOAB2B3UG | RDH10265/2 | SFP+ SM 10.3Gb/s 1.4km 1310nm | 6 |  |  | B2-B3 | 1E3SC6102LANOAB2B3UG | RDH10265/2 | SFP+ SM 10.3Gb/s 1.4km 1310nm
Ericsson | 1E3SC6102LANOAB2B3UG | NTB1010230/1 | Radio Fan unit | 3 |  |  | B2-B3 | 1E3SC6102LANOAB2B3UG | NTB1010230/1 | Radio Fan unit
Ericsson | E3SC6102LANOAB2B3UG | KRC161635/1 | RADIO UNIT/Radio 4415 B1 | 3 |  |  | B2-B3 | E3SC6102LANOAB2B3UG | KRC161635/1 | RADIO UNIT/Radio 4415 B1
Ericsson | E3SC6102LANOAB2B3UG | RNT44737/01 | Circular Power Connector DC-C (2 wire) | 3 |  |  | B2-B3 | E3SC6102LANOAB2B3UG | RNT44737/01 | Circular Power Connector DC-C (2 wire)
Ericsson | E3SC6102LANOAB2B3UG | RDH10265/2 | SFP+ SM 10.3Gb/s 1.4km 1310nm | 6 |  |  | B2-B3 | E3SC6102LANOAB2B3UG | RDH10265/2 | SFP+ SM 10.3Gb/s 1.4km 1310nm
Ericsson | E3SC6102LANOAB2B3UG | RDH10265/2 | SFP+ SM 10.3Gb/s 1.4km 1310nm | 6 |  |  | B2-B3 | E3SC6102LANOAB2B3UG | RDH10265/2 | SFP+ SM 10.3Gb/s 1.4km 1310nm
Ericsson | E3SC6102LANOAB2B3UG | NTB1010230/1 | Radio Fan unit | 3 |  |  | B2-B3 | E3SC6102LANOAB2B3UG | NTB1010230/1 | Radio Fan unit
Ericsson | E3SC6102LANOAB2B3UG | RPM777211/01800 | CABLE WITH CONNECTOR/SIGNAL CABLE | 6 |  |  | B2-B3 | E3SC6102LANOAB2B3UG | RPM777211/01800 | CABLE WITH CONNECTOR/SIGNAL CABLE
Ericsson | E3SC6102LANOAB2B3UG | RPM777279/00650 | SIGNAL CABLE | 1 |  |  | B2-B3 | E3SC6102LANOAB2B3UG | RPM777279/00650 | SIGNAL CABLE
Ericsson | E3SC6102LANOAB2B3UG | SXA1342193/1 | MECHANICAL COMPONENT/Dummy 62 | 1 |  |  | B2-B3 | E3SC6102LANOAB2B3UG | SXA1342193/1 | MECHANICAL COMPONENT/Dummy 62
Ericsson | 1E2SC6102LANOAB2B3UG | KRC161635/1 | RADIO UNIT/Radio 4415 B1 | 2 |  |  | B2-B3 | 1E2SC6102LANOAB2B3UG | KRC161635/1 | RADIO UNIT/Radio 4415 B1
Ericsson | 1E2SC6102LANOAB2B3UG | RNT44737/01 | Circular Power Connector DC-C (2 wire) | 2 |  |  | B2-B3 | 1E2SC6102LANOAB2B3UG | RNT44737/01 | Circular Power Connector DC-C (2 wire)
Ericsson | 1E2SC6102LANOAB2B3UG | RDH10265/2 | SFP+ SM 10.3Gb/s 1.4km 1310nm | 4 |  |  | B2-B3 | 1E2SC6102LANOAB2B3UG | RDH10265/2 | SFP+ SM 10.3Gb/s 1.4km 1310nm
Ericsson | 1E2SC6102LANOAB2B3UG | RDH10265/2 | SFP+ SM 10.3Gb/s 1.4km 1310nm | 4 |  |  | B2-B3 | 1E2SC6102LANOAB2B3UG | RDH10265/2 | SFP+ SM 10.3Gb/s 1.4km 1310nm
Ericsson | 1E2SC6102LANOAB2B3UG | NTB1010230/1 | Radio Fan unit | 2 |  |  | B2-B3 | 1E2SC6102LANOAB2B3UG | NTB1010230/1 | Radio Fan unit
Ericsson | E2SC6102LANOAB2B3UG | KRC161635/1 | RADIO UNIT/Radio 4415 B1 | 2 |  |  | B2-B3 | E2SC6102LANOAB2B3UG | KRC161635/1 | RADIO UNIT/Radio 4415 B1
Ericsson | E2SC6102LANOAB2B3UG | RNT44737/01 | Circular Power Connector DC-C (2 wire) | 2 |  |  | B2-B3 | E2SC6102LANOAB2B3UG | RNT44737/01 | Circular Power Connector DC-C (2 wire)
Ericsson | E2SC6102LANOAB2B3UG | RDH10265/2 | SFP+ SM 10.3Gb/s 1.4km 1310nm | 4 |  |  | B2-B3 | E2SC6102LANOAB2B3UG | RDH10265/2 | SFP+ SM 10.3Gb/s 1.4km 1310nm
Ericsson | E2SC6102LANOAB2B3UG | RDH10265/2 | SFP+ SM 10.3Gb/s 1.4km 1310nm | 4 |  |  | B2-B3 | E2SC6102LANOAB2B3UG | RDH10265/2 | SFP+ SM 10.3Gb/s 1.4km 1310nm
Ericsson | E2SC6102LANOAB2B3UG | NTB1010230/1 | Radio Fan unit | 2 |  |  | B2-B3 | E2SC6102LANOAB2B3UG | NTB1010230/1 | Radio Fan unit
Ericsson | E2SC6102LANOAB2B3UG | RPM777211/01800 | CABLE WITH CONNECTOR/SIGNAL CABLE | 4 |  |  | B2-B3 | E2SC6102LANOAB2B3UG | RPM777211/01800 | CABLE WITH CONNECTOR/SIGNAL CABLE
Ericsson | E2SC6102LANOAB2B3UG | RPM777279/00650 | SIGNAL CABLE | 1 |  |  | B2-B3 | E2SC6102LANOAB2B3UG | RPM777279/00650 | SIGNAL CABLE
Ericsson | 1E3SC6102LANOA3PPB2B3UG | KDV127621/11 | Baseband 6630 with fan | 1 |  |  | B2-B3 | 1E3SC6102LANOA3PPB2B3UG | KDV127621/11 | Baseband 6630 with fan
Ericsson | 1E3SC6102LANOA3PPB2B3UG | RPM777526/02000 | ET Power cable | 3 |  |  | B2-B3 | 1E3SC6102LANOA3PPB2B3UG | RPM777526/02000 | ET Power cable
Ericsson | 1E3SC6102LANOA3PPB2B3UG | RPM777567/05000 | Grounding Cable | 1 |  |  | B2-B3 | 1E3SC6102LANOA3PPB2B3UG | RPM777567/05000 | Grounding Cable
Ericsson | 1E3SC6102LANOA3PPB2B3UG | SXK1253086/1 | Cable guide | 1 |  |  | B2-B3 | 1E3SC6102LANOA3PPB2B3UG | SXK1253086/1 | Cable guide
Ericsson | 1E3SC6102LANOA3PPB2B3UG | RPM77701/02000 | Signal cable | 3 |  |  | B2-B3 | 1E3SC6102LANOA3PPB2B3UG | RPM77701/02000 | Signal cable
Ericsson | 1E3SC6102LANOA3PPB2B3UG | KRC161797/1 | RADIO UNIT/Radio 2238 B8 B20 B28B | 3 |  |  | B2-B3 | 1E3SC6102LANOA3PPB2B3UG | KRC161797/1 | RADIO UNIT/Radio 2238 B8 B20 B28B
Ericsson | 1E3SC6102LANOA3PPB2B3UG | RNT44737/01 | Circular Power Connector DC-C (2 wire) | 3 |  |  | B2-B3 | 1E3SC6102LANOA3PPB2B3UG | RNT44737/01 | Circular Power Connector DC-C (2 wire)
Ericsson | 1E3SC6102LANOA3PPB2B3UG | RDH10265/2 | SFP+ SM 10.3Gb/s 1.4km 1310nm | 6 |  |  | B2-B3 | 1E3SC6102LANOA3PPB2B3UG | RDH10265/2 | SFP+ SM 10.3Gb/s 1.4km 1310nm
Ericsson | 1E3SC6102LANOA3PPB2B3UG | RDH10265/2 | SFP+ SM 10.3Gb/s 1.4km 1310nm | 6 |  |  | B2-B3 | 1E3SC6102LANOA3PPB2B3UG | RDH10265/2 | SFP+ SM 10.3Gb/s 1.4km 1310nm
Ericsson | 1E3SC6102LANOA3PPB2B3UG | KRC161635/1 | RADIO UNIT/Radio 4415 B1 | 3 |  |  | B2-B3 | 1E3SC6102LANOA3PPB2B3UG | KRC161635/1 | RADIO UNIT/Radio 4415 B1
Ericsson | 1E3SC6102LANOA3PPB2B3UG | RNT44737/01 | Circular Power Connector DC-C (2 wire) | 3 |  |  | B2-B3 | 1E3SC6102LANOA3PPB2B3UG | RNT44737/01 | Circular Power Connector DC-C (2 wire)
Ericsson | 1E3SC6102LANOA3PPB2B3UG | RDH10265/2 | SFP+ SM 10.3Gb/s 1.4km 1310nm | 6 |  |  | B2-B3 | 1E3SC6102LANOA3PPB2B3UG | RDH10265/2 | SFP+ SM 10.3Gb/s 1.4km 1310nm
Ericsson | 1E3SC6102LANOA3PPB2B3UG | RDH10265/2 | SFP+ SM 10.3Gb/s 1.4km 1310nm | 6 |  |  | B2-B3 | 1E3SC6102LANOA3PPB2B3UG | RDH10265/2 | SFP+ SM 10.3Gb/s 1.4km 1310nm
Ericsson | 1E3SC6102LANOA3PPB2B3UG | NTM1011797/1 | SIU-02 power cable and connector | 1 |  |  | B2-B3 | 1E3SC6102LANOA3PPB2B3UG | NTM1011797/1 | SIU-02 power cable and connector
Ericsson | 1E3SC6102LANOA3PPB2B3UG | NFT30459/2 | Surge Protection Device, SPD -48V | 7 |  |  | B2-B3 | 1E3SC6102LANOA3PPB2B3UG | NFT30459/2 | Surge Protection Device, SPD -48V
Ericsson | 1E3SC6102LANOA3PPB2B3UG | RPM777193/01500 | CABLE WITH CONNECTOR/DC POWER CABLE | 7 |  |  | B2-B3 | 1E3SC6102LANOA3PPB2B3UG | RPM777193/01500 | CABLE WITH CONNECTOR/DC POWER CABLE
Ericsson | 1E3SC6102LANOA3PPB2B3UG | BMG980336/7 | PDU 01 04; Power Distribution Unit | 1 |  |  | B2-B3 | 1E3SC6102LANOA3PPB2B3UG | BMG980336/7 | PDU 01 04; Power Distribution Unit
Ericsson | 1E3SC6102LANOA3PPB2B3UG | RPM77701/00500 | CABLE WITH CONNECTOR/SIGNAL CABLE | 1 |  |  | B2-B3 | 1E3SC6102LANOA3PPB2B3UG | RPM77701/00500 | CABLE WITH CONNECTOR/SIGNAL CABLE
Ericsson | 1E3SC6102LANOA3PPB2B3UG | BML161184/1 | RECTIFIER/PSU AC 03; Power Supply Unit | 4 |  |  | B2-B3 | 1E3SC6102LANOA3PPB2B3UG | BML161184/1 | RECTIFIER/PSU AC 03; Power Supply Unit
Ericsson | 1E3SC6102LANOA3PPB2B3UG | BGK90118/2 | CONNECTION PANEL/SHU 02 01; Support HUB | 1 |  |  | B2-B3 | 1E3SC6102LANOA3PPB2B3UG | BGK90118/2 | CONNECTION PANEL/SHU 02 01; Support HUB
Ericsson | 1E3SC6102LANOA3PPB2B3UG | BMG980336/7 | DISTR. EQUIPMENT/PDU 01 04; Power Distribution Unit | 2 |  |  | B2-B3 | 1E3SC6102LANOA3PPB2B3UG | BMG980336/7 | DISTR. EQUIPMENT/PDU 01 04; Power Distribution Unit
Ericsson | 1E3SC6102LANOA3PPB2B3UG | BMG980410/1 | DISTR. EQUIPMENT/BFU 01 03; Battery Fuse | 1 |  |  | B2-B3 | 1E3SC6102LANOA3PPB2B3UG | BMG980410/1 | DISTR. EQUIPMENT/BFU 01 03; Battery Fuse
Ericsson | 1E3SC6102LANOA3PPB2B3UG | BMG980390/10 | MAINS DISTR. UNIT/Optional AC-outlet | 1 |  |  | B2-B3 | 1E3SC6102LANOA3PPB2B3UG | BMG980390/10 | MAINS DISTR. UNIT/Optional AC-outlet
Ericsson | 1E3SC6102LANOA3PPB2B3UG | BML161184/1 | RECTIFIER/PSU AC 03; Power Supply Unit | 3 |  |  | B2-B3 | 1E3SC6102LANOA3PPB2B3UG | BML161184/1 | RECTIFIER/PSU AC 03; Power Supply Unit
Ericsson | 1E3SC6102LANOA3PPB2B3UG | NTM2013977/1 | SET OF MATERIALS/Screw set for expansion | 1 |  |  | B2-B3 | 1E3SC6102LANOA3PPB2B3UG | NTM2013977/1 | SET OF MATERIALS/Screw set for expansion
Ericsson | 1E3SC6102LANOA3PPB2B3UG | RPM77701/00500 | CABLE WITH CONNECTOR/SIGNAL CABLE | 3 |  |  | B2-B3 | 1E3SC6102LANOA3PPB2B3UG | RPM77701/00500 | CABLE WITH CONNECTOR/SIGNAL CABLE
Ericsson | 1E3SC6102LANOA3PPB2B3UG | RPM77701/00700 | CABLE WITH CONNECTOR/SIGNAL CABLE | 2 |  |  | B2-B3 | 1E3SC6102LANOA3PPB2B3UG | RPM77701/00700 | CABLE WITH CONNECTOR/SIGNAL CABLE
Ericsson | 1E3SC6102LANOA3PPB2B3UG | RPM77701/01000 | CABLE WITH CONNECTOR/SIGNAL CABLE | 1 |  |  | B2-B3 | 1E3SC6102LANOA3PPB2B3UG | RPM77701/01000 | CABLE WITH CONNECTOR/SIGNAL CABLE
Ericsson | 1E3SC6102LANOA3PPB2B3UG | RPM777270/01000 | CABLE WITH CONNECTOR/POWER CABLE | 3 |  |  | B2-B3 | 1E3SC6102LANOA3PPB2B3UG | RPM777270/01000 | CABLE WITH CONNECTOR/POWER CABLE
Ericsson | 1E3SC6102LANOA3PPB2B3UG | SXA1344414/1 | MECHANICAL COMPONENT/Air outlet plate | 1 |  |  | B2-B3 | 1E3SC6102LANOA3PPB2B3UG | SXA1344414/1 | MECHANICAL COMPONENT/Air outlet plate
Ericsson | 1E3SC6102LANOA3PPB2B3UG | SXA2153864/1 | MECHANICAL COMPONENT/Guide rail | 2 |  |  | B2-B3 | 1E3SC6102LANOA3PPB2B3UG | SXA2153864/1 | MECHANICAL COMPONENT/Guide rail
Ericsson | 1E3SC6102LANOA3PPB2B3UG | SXA2155276/1 | MECHANICAL COMPONENT/PLATE 19 Dummy (1U) | 1 |  |  | B2-B3 | 1E3SC6102LANOA3PPB2B3UG | SXA2155276/1 | MECHANICAL COMPONENT/PLATE 19 Dummy (1U)
Ericsson | 1E3SC6102LANOA3PPB2B3UG | SXK1091052/1 | ASSEMBLED PARTS/SHU holder | 1 |  |  | B2-B3 | 1E3SC6102LANOA3PPB2B3UG | SXK1091052/1 | ASSEMBLED PARTS/SHU holder
Ericsson | 1E3SC6102LANOA3PPB2B3UG | SXK1091102/1 | ASSEMBLED PARTS/½U dummy (19) | 1 |  |  | B2-B3 | 1E3SC6102LANOA3PPB2B3UG | SXK1091102/1 | ASSEMBLED PARTS/½U dummy (19)
Ericsson | 1E3SC6102LANOA3PPB2B3UG | SXK1091601/1 | ASSEMBLED PARTS/Airplate Low flow | 1 |  |  | B2-B3 | 1E3SC6102LANOA3PPB2B3UG | SXK1091601/1 | ASSEMBLED PARTS/Airplate Low flow
Ericsson | 1E3SC6102LANOA3PPB2B3UG | SXK1091601/2 | ASSEMBLED PARTS/Airplate Medium flow | 1 |  |  | B2-B3 | 1E3SC6102LANOA3PPB2B3UG | SXK1091601/2 | ASSEMBLED PARTS/Airplate Medium flow
Ericsson | 1E3SC6102LANOA3PPB2B3UG | SXK1098115/1 | ASSEMBLED PARTS/Power subrack | 1 |  |  | B2-B3 | 1E3SC6102LANOA3PPB2B3UG | SXK1098115/1 | ASSEMBLED PARTS/Power subrack
Ericsson | 1E3SC6102LANOA3PPB2B3UG | SXK1098257/1 | DUMMY/Dummy unit (Power Subrack) | 4 |  |  | B2-B3 | 1E3SC6102LANOA3PPB2B3UG | SXK1098257/1 | DUMMY/Dummy unit (Power Subrack)
Ericsson | E3SC6102LANOA3PPB2B3UG | KDV127621/11 | Baseband 6630 with fan | 1 |  |  | B2-B3 | E3SC6102LANOA3PPB2B3UG | KDV127621/11 | Baseband 6630 with fan
Ericsson | E3SC6102LANOA3PPB2B3UG | RPM777526/02000 | ET Power cable | 3 |  |  | B2-B3 | E3SC6102LANOA3PPB2B3UG | RPM777526/02000 | ET Power cable
Ericsson | E3SC6102LANOA3PPB2B3UG | RPM777567/05000 | Grounding Cable | 1 |  |  | B2-B3 | E3SC6102LANOA3PPB2B3UG | RPM777567/05000 | Grounding Cable
Ericsson | E3SC6102LANOA3PPB2B3UG | SXK1253086/1 | Cable guide | 1 |  |  | B2-B3 | E3SC6102LANOA3PPB2B3UG | SXK1253086/1 | Cable guide
Ericsson | E3SC6102LANOA3PPB2B3UG | RPM77701/02000 | Signal cable | 3 |  |  | B2-B3 | E3SC6102LANOA3PPB2B3UG | RPM77701/02000 | Signal cable
Ericsson | E3SC6102LANOA3PPB2B3UG | KRC161797/1 | RADIO UNIT/Radio 2238 B8 B20 B28B | 3 |  |  | B2-B3 | E3SC6102LANOA3PPB2B3UG | KRC161797/1 | RADIO UNIT/Radio 2238 B8 B20 B28B
Ericsson | E3SC6102LANOA3PPB2B3UG | RNT44737/01 | Circular Power Connector DC-C (2 wire) | 3 |  |  | B2-B3 | E3SC6102LANOA3PPB2B3UG | RNT44737/01 | Circular Power Connector DC-C (2 wire)
Ericsson | E3SC6102LANOA3PPB2B3UG | RDH10265/2 | SFP+ SM 10.3Gb/s 1.4km 1310nm | 6 |  |  | B2-B3 | E3SC6102LANOA3PPB2B3UG | RDH10265/2 | SFP+ SM 10.3Gb/s 1.4km 1310nm
Ericsson | E3SC6102LANOA3PPB2B3UG | RDH10265/2 | SFP+ SM 10.3Gb/s 1.4km 1310nm | 6 |  |  | B2-B3 | E3SC6102LANOA3PPB2B3UG | RDH10265/2 | SFP+ SM 10.3Gb/s 1.4km 1310nm
Ericsson | E3SC6102LANOA3PPB2B3UG | KRC161635/1 | RADIO UNIT/Radio 4415 B1 | 3 |  |  | B2-B3 | E3SC6102LANOA3PPB2B3UG | KRC161635/1 | RADIO UNIT/Radio 4415 B1
Ericsson | E3SC6102LANOA3PPB2B3UG | RNT44737/01 | Circular Power Connector DC-C (2 wire) | 3 |  |  | B2-B3 | E3SC6102LANOA3PPB2B3UG | RNT44737/01 | Circular Power Connector DC-C (2 wire)
Ericsson | E3SC6102LANOA3PPB2B3UG | RDH10265/2 | SFP+ SM 10.3Gb/s 1.4km 1310nm | 6 |  |  | B2-B3 | E3SC6102LANOA3PPB2B3UG | RDH10265/2 | SFP+ SM 10.3Gb/s 1.4km 1310nm
Ericsson | E3SC6102LANOA3PPB2B3UG | RDH10265/2 | SFP+ SM 10.3Gb/s 1.4km 1310nm | 6 |  |  | B2-B3 | E3SC6102LANOA3PPB2B3UG | RDH10265/2 | SFP+ SM 10.3Gb/s 1.4km 1310nm
Ericsson | E3SC6102LANOA3PPB2B3UG | NTM1011797/1 | SIU-02 power cable and connector | 1 |  |  | B2-B3 | E3SC6102LANOA3PPB2B3UG | NTM1011797/1 | SIU-02 power cable and connector
Ericsson | E3SC6102LANOA3PPB2B3UG | RPM777211/01800 | CABLE WITH CONNECTOR/SIGNAL CABLE | 6 |  |  | B2-B3 | E3SC6102LANOA3PPB2B3UG | RPM777211/01800 | CABLE WITH CONNECTOR/SIGNAL CABLE
Ericsson | E3SC6102LANOA3PPB2B3UG | RPM777279/00650 | SIGNAL CABLE | 1 |  |  | B2-B3 | E3SC6102LANOA3PPB2B3UG | RPM777279/00650 | SIGNAL CABLE
Ericsson | E3SC6102LANOA3PPB2B3UG | NFT30459/2 | Surge Protection Device, SPD -48V | 7 |  |  | B2-B3 | E3SC6102LANOA3PPB2B3UG | NFT30459/2 | Surge Protection Device, SPD -48V
Ericsson | E3SC6102LANOA3PPB2B3UG | RPM777193/01500 | CABLE WITH CONNECTOR/DC POWER CABLE | 7 |  |  | B2-B3 | E3SC6102LANOA3PPB2B3UG | RPM777193/01500 | CABLE WITH CONNECTOR/DC POWER CABLE
Ericsson | E3SC6102LANOA3PPB2B3UG | BMG980336/7 | PDU 01 04; Power Distribution Unit | 1 |  |  | B2-B3 | E3SC6102LANOA3PPB2B3UG | BMG980336/7 | PDU 01 04; Power Distribution Unit
Ericsson | E3SC6102LANOA3PPB2B3UG | RPM77701/00500 | CABLE WITH CONNECTOR/SIGNAL CABLE | 1 |  |  | B2-B3 | E3SC6102LANOA3PPB2B3UG | RPM77701/00500 | CABLE WITH CONNECTOR/SIGNAL CABLE
Ericsson | E3SC6102LANOA3PPB2B3UG | BML161184/1 | RECTIFIER/PSU AC 03; Power Supply Unit | 4 |  |  | B2-B3 | E3SC6102LANOA3PPB2B3UG | BML161184/1 | RECTIFIER/PSU AC 03; Power Supply Unit
Ericsson | E3SC6102LANOA3PPB2B3UG | BGK90118/2 | CONNECTION PANEL/SHU 02 01; Support HUB | 1 |  |  | B2-B3 | E3SC6102LANOA3PPB2B3UG | BGK90118/2 | CONNECTION PANEL/SHU 02 01; Support HUB
Ericsson | E3SC6102LANOA3PPB2B3UG | BMG980336/7 | DISTR. EQUIPMENT/PDU 01 04; Power Distribution Unit | 2 |  |  | B2-B3 | E3SC6102LANOA3PPB2B3UG | BMG980336/7 | DISTR. EQUIPMENT/PDU 01 04; Power Distribution Unit
Ericsson | E3SC6102LANOA3PPB2B3UG | BMG980410/1 | DISTR. EQUIPMENT/BFU 01 03; Battery Fuse | 1 |  |  | B2-B3 | E3SC6102LANOA3PPB2B3UG | BMG980410/1 | DISTR. EQUIPMENT/BFU 01 03; Battery Fuse
Ericsson | E3SC6102LANOA3PPB2B3UG | BMG980390/10 | MAINS DISTR. UNIT/Optional AC-outlet | 1 |  |  | B2-B3 | E3SC6102LANOA3PPB2B3UG | BMG980390/10 | MAINS DISTR. UNIT/Optional AC-outlet
Ericsson | E3SC6102LANOA3PPB2B3UG | BML161184/1 | RECTIFIER/PSU AC 03; Power Supply Unit | 3 |  |  | B2-B3 | E3SC6102LANOA3PPB2B3UG | BML161184/1 | RECTIFIER/PSU AC 03; Power Supply Unit
Ericsson | E3SC6102LANOA3PPB2B3UG | NTM2013977/1 | SET OF MATERIALS/Screw set for expansion | 1 |  |  | B2-B3 | E3SC6102LANOA3PPB2B3UG | NTM2013977/1 | SET OF MATERIALS/Screw set for expansion
Ericsson | E3SC6102LANOA3PPB2B3UG | RPM77701/00500 | CABLE WITH CONNECTOR/SIGNAL CABLE | 3 |  |  | B2-B3 | E3SC6102LANOA3PPB2B3UG | RPM77701/00500 | CABLE WITH CONNECTOR/SIGNAL CABLE
Ericsson | E3SC6102LANOA3PPB2B3UG | RPM77701/00700 | CABLE WITH CONNECTOR/SIGNAL CABLE | 2 |  |  | B2-B3 | E3SC6102LANOA3PPB2B3UG | RPM77701/00700 | CABLE WITH CONNECTOR/SIGNAL CABLE
Ericsson | E3SC6102LANOA3PPB2B3UG | RPM77701/01000 | CABLE WITH CONNECTOR/SIGNAL CABLE | 1 |  |  | B2-B3 | E3SC6102LANOA3PPB2B3UG | RPM77701/01000 | CABLE WITH CONNECTOR/SIGNAL CABLE
Ericsson | E3SC6102LANOA3PPB2B3UG | RPM777270/01000 | CABLE WITH CONNECTOR/POWER CABLE | 3 |  |  | B2-B3 | E3SC6102LANOA3PPB2B3UG | RPM777270/01000 | CABLE WITH CONNECTOR/POWER CABLE
Ericsson | E3SC6102LANOA3PPB2B3UG | SXA1344414/1 | MECHANICAL COMPONENT/Air outlet plate | 1 |  |  | B2-B3 | E3SC6102LANOA3PPB2B3UG | SXA1344414/1 | MECHANICAL COMPONENT/Air outlet plate
Ericsson | E3SC6102LANOA3PPB2B3UG | SXA2153864/1 | MECHANICAL COMPONENT/Guide rail | 2 |  |  | B2-B3 | E3SC6102LANOA3PPB2B3UG | SXA2153864/1 | MECHANICAL COMPONENT/Guide rail
Ericsson | E3SC6102LANOA3PPB2B3UG | SXA2155276/1 | MECHANICAL COMPONENT/PLATE 19 Dummy (1U) | 1 |  |  | B2-B3 | E3SC6102LANOA3PPB2B3UG | SXA2155276/1 | MECHANICAL COMPONENT/PLATE 19 Dummy (1U)
Ericsson | E3SC6102LANOA3PPB2B3UG | SXK1091052/1 | ASSEMBLED PARTS/SHU holder | 1 |  |  | B2-B3 | E3SC6102LANOA3PPB2B3UG | SXK1091052/1 | ASSEMBLED PARTS/SHU holder
Ericsson | E3SC6102LANOA3PPB2B3UG | SXK1091102/1 | ASSEMBLED PARTS/½U dummy (19) | 1 |  |  | B2-B3 | E3SC6102LANOA3PPB2B3UG | SXK1091102/1 | ASSEMBLED PARTS/½U dummy (19)
Ericsson | E3SC6102LANOA3PPB2B3UG | SXK1091601/1 | ASSEMBLED PARTS/Airplate Low flow | 1 |  |  | B2-B3 | E3SC6102LANOA3PPB2B3UG | SXK1091601/1 | ASSEMBLED PARTS/Airplate Low flow
Ericsson | E3SC6102LANOA3PPB2B3UG | SXK1091601/2 | ASSEMBLED PARTS/Airplate Medium flow | 1 |  |  | B2-B3 | E3SC6102LANOA3PPB2B3UG | SXK1091601/2 | ASSEMBLED PARTS/Airplate Medium flow
Ericsson | E3SC6102LANOA3PPB2B3UG | SXK1098115/1 | ASSEMBLED PARTS/Power subrack | 1 |  |  | B2-B3 | E3SC6102LANOA3PPB2B3UG | SXK1098115/1 | ASSEMBLED PARTS/Power subrack
Ericsson | E3SC6102LANOA3PPB2B3UG | SXK1098257/1 | DUMMY/Dummy unit (Power Subrack) | 4 |  |  | B2-B3 | E3SC6102LANOA3PPB2B3UG | SXK1098257/1 | DUMMY/Dummy unit (Power Subrack)
Ericsson | 1E2SC6102LANOA3PPB2B3UG | KDV127621/11 | Baseband 6630 with fan | 1 |  |  | B2-B3 | 1E2SC6102LANOA3PPB2B3UG | KDV127621/11 | Baseband 6630 with fan
Ericsson | 1E2SC6102LANOA3PPB2B3UG | RPM777526/02000 | ET Power cable | 3 |  |  | B2-B3 | 1E2SC6102LANOA3PPB2B3UG | RPM777526/02000 | ET Power cable
Ericsson | 1E2SC6102LANOA3PPB2B3UG | RPM777567/05000 | Grounding Cable | 1 |  |  | B2-B3 | 1E2SC6102LANOA3PPB2B3UG | RPM777567/05000 | Grounding Cable
Ericsson | 1E2SC6102LANOA3PPB2B3UG | SXK1253086/1 | Cable guide | 1 |  |  | B2-B3 | 1E2SC6102LANOA3PPB2B3UG | SXK1253086/1 | Cable guide
Ericsson | 1E2SC6102LANOA3PPB2B3UG | RPM77701/02000 | Signal cable | 3 |  |  | B2-B3 | 1E2SC6102LANOA3PPB2B3UG | RPM77701/02000 | Signal cable
Ericsson | 1E2SC6102LANOA3PPB2B3UG | KRC161797/1 | RADIO UNIT/Radio 2238 B8 B20 B28B | 2 |  |  | B2-B3 | 1E2SC6102LANOA3PPB2B3UG | KRC161797/1 | RADIO UNIT/Radio 2238 B8 B20 B28B
Ericsson | 1E2SC6102LANOA3PPB2B3UG | RNT44737/01 | Circular Power Connector DC-C (2 wire) | 2 |  |  | B2-B3 | 1E2SC6102LANOA3PPB2B3UG | RNT44737/01 | Circular Power Connector DC-C (2 wire)
Ericsson | 1E2SC6102LANOA3PPB2B3UG | RDH10265/2 | SFP+ SM 10.3Gb/s 1.4km 1310nm | 4 |  |  | B2-B3 | 1E2SC6102LANOA3PPB2B3UG | RDH10265/2 | SFP+ SM 10.3Gb/s 1.4km 1310nm
Ericsson | 1E2SC6102LANOA3PPB2B3UG | RDH10265/2 | SFP+ SM 10.3Gb/s 1.4km 1310nm | 4 |  |  | B2-B3 | 1E2SC6102LANOA3PPB2B3UG | RDH10265/2 | SFP+ SM 10.3Gb/s 1.4km 1310nm
Ericsson | 1E2SC6102LANOA3PPB2B3UG | KRC161635/1 | RADIO UNIT/Radio 4415 B1 | 2 |  |  | B2-B3 | 1E2SC6102LANOA3PPB2B3UG | KRC161635/1 | RADIO UNIT/Radio 4415 B1
Ericsson | 1E2SC6102LANOA3PPB2B3UG | RNT44737/01 | Circular Power Connector DC-C (2 wire) | 2 |  |  | B2-B3 | 1E2SC6102LANOA3PPB2B3UG | RNT44737/01 | Circular Power Connector DC-C (2 wire)
Ericsson | 1E2SC6102LANOA3PPB2B3UG | RDH10265/2 | SFP+ SM 10.3Gb/s 1.4km 1310nm | 4 |  |  | B2-B3 | 1E2SC6102LANOA3PPB2B3UG | RDH10265/2 | SFP+ SM 10.3Gb/s 1.4km 1310nm
Ericsson | 1E2SC6102LANOA3PPB2B3UG | RDH10265/2 | SFP+ SM 10.3Gb/s 1.4km 1310nm | 4 |  |  | B2-B3 | 1E2SC6102LANOA3PPB2B3UG | RDH10265/2 | SFP+ SM 10.3Gb/s 1.4km 1310nm
Ericsson | 1E2SC6102LANOA3PPB2B3UG | NTM1011797/1 | SIU-02 power cable and connector | 1 |  |  | B2-B3 | 1E2SC6102LANOA3PPB2B3UG | NTM1011797/1 | SIU-02 power cable and connector
Ericsson | 1E2SC6102LANOA3PPB2B3UG | NFT30459/2 | Surge Protection Device, SPD -48V | 5 |  |  | B2-B3 | 1E2SC6102LANOA3PPB2B3UG | NFT30459/2 | Surge Protection Device, SPD -48V
Ericsson | 1E2SC6102LANOA3PPB2B3UG | RPM777193/01500 | CABLE WITH CONNECTOR/DC POWER CABLE | 5 |  |  | B2-B3 | 1E2SC6102LANOA3PPB2B3UG | RPM777193/01500 | CABLE WITH CONNECTOR/DC POWER CABLE
Ericsson | 1E2SC6102LANOA3PPB2B3UG | BMG980336/7 | PDU 01 04; Power Distribution Unit | 1 |  |  | B2-B3 | 1E2SC6102LANOA3PPB2B3UG | BMG980336/7 | PDU 01 04; Power Distribution Unit
Ericsson | 1E2SC6102LANOA3PPB2B3UG | RPM77701/00500 | CABLE WITH CONNECTOR/SIGNAL CABLE | 1 |  |  | B2-B3 | 1E2SC6102LANOA3PPB2B3UG | RPM77701/00500 | CABLE WITH CONNECTOR/SIGNAL CABLE
Ericsson | 1E2SC6102LANOA3PPB2B3UG | BML161184/1 | RECTIFIER/PSU AC 03; Power Supply Unit | 4 |  |  | B2-B3 | 1E2SC6102LANOA3PPB2B3UG | BML161184/1 | RECTIFIER/PSU AC 03; Power Supply Unit
Ericsson | 1E2SC6102LANOA3PPB2B3UG | BGK90118/2 | CONNECTION PANEL/SHU 02 01; Support HUB | 1 |  |  | B2-B3 | 1E2SC6102LANOA3PPB2B3UG | BGK90118/2 | CONNECTION PANEL/SHU 02 01; Support HUB
Ericsson | 1E2SC6102LANOA3PPB2B3UG | BMG980336/7 | DISTR. EQUIPMENT/PDU 01 04; Power Distribution Unit | 2 |  |  | B2-B3 | 1E2SC6102LANOA3PPB2B3UG | BMG980336/7 | DISTR. EQUIPMENT/PDU 01 04; Power Distribution Unit
Ericsson | 1E2SC6102LANOA3PPB2B3UG | BMG980410/1 | DISTR. EQUIPMENT/BFU 01 03; Battery Fuse | 1 |  |  | B2-B3 | 1E2SC6102LANOA3PPB2B3UG | BMG980410/1 | DISTR. EQUIPMENT/BFU 01 03; Battery Fuse
Ericsson | 1E2SC6102LANOA3PPB2B3UG | BMG980390/10 | MAINS DISTR. UNIT/Optional AC-outlet | 1 |  |  | B2-B3 | 1E2SC6102LANOA3PPB2B3UG | BMG980390/10 | MAINS DISTR. UNIT/Optional AC-outlet
Ericsson | 1E2SC6102LANOA3PPB2B3UG | BML161184/1 | RECTIFIER/PSU AC 03; Power Supply Unit | 3 |  |  | B2-B3 | 1E2SC6102LANOA3PPB2B3UG | BML161184/1 | RECTIFIER/PSU AC 03; Power Supply Unit
Ericsson | 1E2SC6102LANOA3PPB2B3UG | NTM2013977/1 | SET OF MATERIALS/Screw set for expansion | 1 |  |  | B2-B3 | 1E2SC6102LANOA3PPB2B3UG | NTM2013977/1 | SET OF MATERIALS/Screw set for expansion
Ericsson | 1E2SC6102LANOA3PPB2B3UG | RPM77701/00500 | CABLE WITH CONNECTOR/SIGNAL CABLE | 3 |  |  | B2-B3 | 1E2SC6102LANOA3PPB2B3UG | RPM77701/00500 | CABLE WITH CONNECTOR/SIGNAL CABLE
Ericsson | 1E2SC6102LANOA3PPB2B3UG | RPM77701/00700 | CABLE WITH CONNECTOR/SIGNAL CABLE | 2 |  |  | B2-B3 | 1E2SC6102LANOA3PPB2B3UG | RPM77701/00700 | CABLE WITH CONNECTOR/SIGNAL CABLE
Ericsson | 1E2SC6102LANOA3PPB2B3UG | RPM77701/01000 | CABLE WITH CONNECTOR/SIGNAL CABLE | 1 |  |  | B2-B3 | 1E2SC6102LANOA3PPB2B3UG | RPM77701/01000 | CABLE WITH CONNECTOR/SIGNAL CABLE
Ericsson | 1E2SC6102LANOA3PPB2B3UG | RPM777270/01000 | CABLE WITH CONNECTOR/POWER CABLE | 3 |  |  | B2-B3 | 1E2SC6102LANOA3PPB2B3UG | RPM777270/01000 | CABLE WITH CONNECTOR/POWER CABLE
Ericsson | 1E2SC6102LANOA3PPB2B3UG | SXA1344414/1 | MECHANICAL COMPONENT/Air outlet plate | 1 |  |  | B2-B3 | 1E2SC6102LANOA3PPB2B3UG | SXA1344414/1 | MECHANICAL COMPONENT/Air outlet plate
Ericsson | 1E2SC6102LANOA3PPB2B3UG | SXA2153864/1 | MECHANICAL COMPONENT/Guide rail | 2 |  |  | B2-B3 | 1E2SC6102LANOA3PPB2B3UG | SXA2153864/1 | MECHANICAL COMPONENT/Guide rail
Ericsson | 1E2SC6102LANOA3PPB2B3UG | SXA2155276/1 | MECHANICAL COMPONENT/PLATE 19 Dummy (1U) | 1 |  |  | B2-B3 | 1E2SC6102LANOA3PPB2B3UG | SXA2155276/1 | MECHANICAL COMPONENT/PLATE 19 Dummy (1U)
Ericsson | 1E2SC6102LANOA3PPB2B3UG | SXK1091052/1 | ASSEMBLED PARTS/SHU holder | 1 |  |  | B2-B3 | 1E2SC6102LANOA3PPB2B3UG | SXK1091052/1 | ASSEMBLED PARTS/SHU holder
Ericsson | 1E2SC6102LANOA3PPB2B3UG | SXK1091102/1 | ASSEMBLED PARTS/½U dummy (19) | 1 |  |  | B2-B3 | 1E2SC6102LANOA3PPB2B3UG | SXK1091102/1 | ASSEMBLED PARTS/½U dummy (19)
Ericsson | 1E2SC6102LANOA3PPB2B3UG | SXK1091601/1 | ASSEMBLED PARTS/Airplate Low flow | 1 |  |  | B2-B3 | 1E2SC6102LANOA3PPB2B3UG | SXK1091601/1 | ASSEMBLED PARTS/Airplate Low flow
Ericsson | 1E2SC6102LANOA3PPB2B3UG | SXK1091601/2 | ASSEMBLED PARTS/Airplate Medium flow | 1 |  |  | B2-B3 | 1E2SC6102LANOA3PPB2B3UG | SXK1091601/2 | ASSEMBLED PARTS/Airplate Medium flow
Ericsson | 1E2SC6102LANOA3PPB2B3UG | SXK1098115/1 | ASSEMBLED PARTS/Power subrack | 1 |  |  | B2-B3 | 1E2SC6102LANOA3PPB2B3UG | SXK1098115/1 | ASSEMBLED PARTS/Power subrack
Ericsson | 1E2SC6102LANOA3PPB2B3UG | SXK1098257/1 | DUMMY/Dummy unit (Power Subrack) | 4 |  |  | B2-B3 | 1E2SC6102LANOA3PPB2B3UG | SXK1098257/1 | DUMMY/Dummy unit (Power Subrack)
Ericsson | E2SC6102LANOA3PPB2B3UG | KDV127621/11 | Baseband 6630 with fan | 1 |  |  | B2-B3 | E2SC6102LANOA3PPB2B3UG | KDV127621/11 | Baseband 6630 with fan
Ericsson | E2SC6102LANOA3PPB2B3UG | RPM777526/02000 | ET Power cable | 3 |  |  | B2-B3 | E2SC6102LANOA3PPB2B3UG | RPM777526/02000 | ET Power cable
Ericsson | E2SC6102LANOA3PPB2B3UG | RPM777567/05000 | Grounding Cable | 1 |  |  | B2-B3 | E2SC6102LANOA3PPB2B3UG | RPM777567/05000 | Grounding Cable
Ericsson | E2SC6102LANOA3PPB2B3UG | SXK1253086/1 | Cable guide | 1 |  |  | B2-B3 | E2SC6102LANOA3PPB2B3UG | SXK1253086/1 | Cable guide
Ericsson | E2SC6102LANOA3PPB2B3UG | RPM77701/02000 | Signal cable | 3 |  |  | B2-B3 | E2SC6102LANOA3PPB2B3UG | RPM77701/02000 | Signal cable
Ericsson | E2SC6102LANOA3PPB2B3UG | KRC161797/1 | RADIO UNIT/Radio 2238 B8 B20 B28B | 2 |  |  | B2-B3 | E2SC6102LANOA3PPB2B3UG | KRC161797/1 | RADIO UNIT/Radio 2238 B8 B20 B28B
Ericsson | E2SC6102LANOA3PPB2B3UG | RNT44737/01 | Circular Power Connector DC-C (2 wire) | 2 |  |  | B2-B3 | E2SC6102LANOA3PPB2B3UG | RNT44737/01 | Circular Power Connector DC-C (2 wire)
Ericsson | E2SC6102LANOA3PPB2B3UG | RDH10265/2 | SFP+ SM 10.3Gb/s 1.4km 1310nm | 4 |  |  | B2-B3 | E2SC6102LANOA3PPB2B3UG | RDH10265/2 | SFP+ SM 10.3Gb/s 1.4km 1310nm
Ericsson | E2SC6102LANOA3PPB2B3UG | RDH10265/2 | SFP+ SM 10.3Gb/s 1.4km 1310nm | 4 |  |  | B2-B3 | E2SC6102LANOA3PPB2B3UG | RDH10265/2 | SFP+ SM 10.3Gb/s 1.4km 1310nm
Ericsson | E2SC6102LANOA3PPB2B3UG | KRC161635/1 | RADIO UNIT/Radio 4415 B1 | 2 |  |  | B2-B3 | E2SC6102LANOA3PPB2B3UG | KRC161635/1 | RADIO UNIT/Radio 4415 B1
Ericsson | E2SC6102LANOA3PPB2B3UG | RNT44737/01 | Circular Power Connector DC-C (2 wire) | 2 |  |  | B2-B3 | E2SC6102LANOA3PPB2B3UG | RNT44737/01 | Circular Power Connector DC-C (2 wire)
Ericsson | E2SC6102LANOA3PPB2B3UG | RDH10265/2 | SFP+ SM 10.3Gb/s 1.4km 1310nm | 4 |  |  | B2-B3 | E2SC6102LANOA3PPB2B3UG | RDH10265/2 | SFP+ SM 10.3Gb/s 1.4km 1310nm
Ericsson | E2SC6102LANOA3PPB2B3UG | RDH10265/2 | SFP+ SM 10.3Gb/s 1.4km 1310nm | 4 |  |  | B2-B3 | E2SC6102LANOA3PPB2B3UG | RDH10265/2 | SFP+ SM 10.3Gb/s 1.4km 1310nm
Ericsson | E2SC6102LANOA3PPB2B3UG | NTM1011797/1 | SIU-02 power cable and connector | 1 |  |  | B2-B3 | E2SC6102LANOA3PPB2B3UG | NTM1011797/1 | SIU-02 power cable and connector
Ericsson | E2SC6102LANOA3PPB2B3UG | RPM777211/01800 | CABLE WITH CONNECTOR/SIGNAL CABLE | 4 |  |  | B2-B3 | E2SC6102LANOA3PPB2B3UG | RPM777211/01800 | CABLE WITH CONNECTOR/SIGNAL CABLE
Ericsson | E2SC6102LANOA3PPB2B3UG | RPM777279/00650 | SIGNAL CABLE | 1 |  |  | B2-B3 | E2SC6102LANOA3PPB2B3UG | RPM777279/00650 | SIGNAL CABLE
Ericsson | E2SC6102LANOA3PPB2B3UG | NFT30459/2 | Surge Protection Device, SPD -48V | 5 |  |  | B2-B3 | E2SC6102LANOA3PPB2B3UG | NFT30459/2 | Surge Protection Device, SPD -48V
Ericsson | E2SC6102LANOA3PPB2B3UG | RPM777193/01500 | CABLE WITH CONNECTOR/DC POWER CABLE | 5 |  |  | B2-B3 | E2SC6102LANOA3PPB2B3UG | RPM777193/01500 | CABLE WITH CONNECTOR/DC POWER CABLE
Ericsson | E2SC6102LANOA3PPB2B3UG | BMG980336/7 | PDU 01 04; Power Distribution Unit | 1 |  |  | B2-B3 | E2SC6102LANOA3PPB2B3UG | BMG980336/7 | PDU 01 04; Power Distribution Unit
Ericsson | E2SC6102LANOA3PPB2B3UG | RPM77701/00500 | CABLE WITH CONNECTOR/SIGNAL CABLE | 1 |  |  | B2-B3 | E2SC6102LANOA3PPB2B3UG | RPM77701/00500 | CABLE WITH CONNECTOR/SIGNAL CABLE
Ericsson | E2SC6102LANOA3PPB2B3UG | BML161184/1 | RECTIFIER/PSU AC 03; Power Supply Unit | 4 |  |  | B2-B3 | E2SC6102LANOA3PPB2B3UG | BML161184/1 | RECTIFIER/PSU AC 03; Power Supply Unit
Ericsson | E2SC6102LANOA3PPB2B3UG | BGK90118/2 | CONNECTION PANEL/SHU 02 01; Support HUB | 1 |  |  | B2-B3 | E2SC6102LANOA3PPB2B3UG | BGK90118/2 | CONNECTION PANEL/SHU 02 01; Support HUB
Ericsson | E2SC6102LANOA3PPB2B3UG | BMG980336/7 | DISTR. EQUIPMENT/PDU 01 04; Power Distribution Unit | 2 |  |  | B2-B3 | E2SC6102LANOA3PPB2B3UG | BMG980336/7 | DISTR. EQUIPMENT/PDU 01 04; Power Distribution Unit
Ericsson | E2SC6102LANOA3PPB2B3UG | BMG980410/1 | DISTR. EQUIPMENT/BFU 01 03; Battery Fuse | 1 |  |  | B2-B3 | E2SC6102LANOA3PPB2B3UG | BMG980410/1 | DISTR. EQUIPMENT/BFU 01 03; Battery Fuse
Ericsson | E2SC6102LANOA3PPB2B3UG | BMG980390/10 | MAINS DISTR. UNIT/Optional AC-outlet | 1 |  |  | B2-B3 | E2SC6102LANOA3PPB2B3UG | BMG980390/10 | MAINS DISTR. UNIT/Optional AC-outlet
Ericsson | E2SC6102LANOA3PPB2B3UG | BML161184/1 | RECTIFIER/PSU AC 03; Power Supply Unit | 3 |  |  | B2-B3 | E2SC6102LANOA3PPB2B3UG | BML161184/1 | RECTIFIER/PSU AC 03; Power Supply Unit
Ericsson | E2SC6102LANOA3PPB2B3UG | NTM2013977/1 | SET OF MATERIALS/Screw set for expansion | 1 |  |  | B2-B3 | E2SC6102LANOA3PPB2B3UG | NTM2013977/1 | SET OF MATERIALS/Screw set for expansion
Ericsson | E2SC6102LANOA3PPB2B3UG | RPM77701/00500 | CABLE WITH CONNECTOR/SIGNAL CABLE | 3 |  |  | B2-B3 | E2SC6102LANOA3PPB2B3UG | RPM77701/00500 | CABLE WITH CONNECTOR/SIGNAL CABLE
Ericsson | E2SC6102LANOA3PPB2B3UG | RPM77701/00700 | CABLE WITH CONNECTOR/SIGNAL CABLE | 2 |  |  | B2-B3 | E2SC6102LANOA3PPB2B3UG | RPM77701/00700 | CABLE WITH CONNECTOR/SIGNAL CABLE
Ericsson | E2SC6102LANOA3PPB2B3UG | RPM77701/01000 | CABLE WITH CONNECTOR/SIGNAL CABLE | 1 |  |  | B2-B3 | E2SC6102LANOA3PPB2B3UG | RPM77701/01000 | CABLE WITH CONNECTOR/SIGNAL CABLE
Ericsson | E2SC6102LANOA3PPB2B3UG | RPM777270/01000 | CABLE WITH CONNECTOR/POWER CABLE | 3 |  |  | B2-B3 | E2SC6102LANOA3PPB2B3UG | RPM777270/01000 | CABLE WITH CONNECTOR/POWER CABLE
Ericsson | E2SC6102LANOA3PPB2B3UG | SXA1344414/1 | MECHANICAL COMPONENT/Air outlet plate | 1 |  |  | B2-B3 | E2SC6102LANOA3PPB2B3UG | SXA1344414/1 | MECHANICAL COMPONENT/Air outlet plate
Ericsson | E2SC6102LANOA3PPB2B3UG | SXA2153864/1 | MECHANICAL COMPONENT/Guide rail | 2 |  |  | B2-B3 | E2SC6102LANOA3PPB2B3UG | SXA2153864/1 | MECHANICAL COMPONENT/Guide rail
Ericsson | E2SC6102LANOA3PPB2B3UG | SXA2155276/1 | MECHANICAL COMPONENT/PLATE 19 Dummy (1U) | 1 |  |  | B2-B3 | E2SC6102LANOA3PPB2B3UG | SXA2155276/1 | MECHANICAL COMPONENT/PLATE 19 Dummy (1U)
Ericsson | E2SC6102LANOA3PPB2B3UG | SXK1091052/1 | ASSEMBLED PARTS/SHU holder | 1 |  |  | B2-B3 | E2SC6102LANOA3PPB2B3UG | SXK1091052/1 | ASSEMBLED PARTS/SHU holder
Ericsson | E2SC6102LANOA3PPB2B3UG | SXK1091102/1 | ASSEMBLED PARTS/½U dummy (19) | 1 |  |  | B2-B3 | E2SC6102LANOA3PPB2B3UG | SXK1091102/1 | ASSEMBLED PARTS/½U dummy (19)
Ericsson | E2SC6102LANOA3PPB2B3UG | SXK1091601/1 | ASSEMBLED PARTS/Airplate Low flow | 1 |  |  | B2-B3 | E2SC6102LANOA3PPB2B3UG | SXK1091601/1 | ASSEMBLED PARTS/Airplate Low flow
Ericsson | E2SC6102LANOA3PPB2B3UG | SXK1091601/2 | ASSEMBLED PARTS/Airplate Medium flow | 1 |  |  | B2-B3 | E2SC6102LANOA3PPB2B3UG | SXK1091601/2 | ASSEMBLED PARTS/Airplate Medium flow
Ericsson | E2SC6102LANOA3PPB2B3UG | SXK1098115/1 | ASSEMBLED PARTS/Power subrack | 1 |  |  | B2-B3 | E2SC6102LANOA3PPB2B3UG | SXK1098115/1 | ASSEMBLED PARTS/Power subrack
Ericsson | E2SC6102LANOA3PPB2B3UG | SXK1098257/1 | DUMMY/Dummy unit (Power Subrack) | 4 |  |  | B2-B3 | E2SC6102LANOA3PPB2B3UG | SXK1098257/1 | DUMMY/Dummy unit (Power Subrack)
Ericsson | 1E3SC61023PPOAL18B2B3UG | KDV127621/11 | Baseband 6630 with fan | 1 |  |  | B2-B3 | 1E3SC61023PPOAL18B2B3UG | KDV127621/11 | Baseband 6630 with fan
Ericsson | 1E3SC61023PPOAL18B2B3UG | RPM777526/02000 | ET Power cable | 1 |  |  | B2-B3 | 1E3SC61023PPOAL18B2B3UG | RPM777526/02000 | ET Power cable
Ericsson | 1E3SC61023PPOAL18B2B3UG | RPM777567/05000 | Grounding Cable | 1 |  |  | B2-B3 | 1E3SC61023PPOAL18B2B3UG | RPM777567/05000 | Grounding Cable
Ericsson | 1E3SC61023PPOAL18B2B3UG | SXK1253086/1 | Cable guide | 1 |  |  | B2-B3 | 1E3SC61023PPOAL18B2B3UG | SXK1253086/1 | Cable guide
Ericsson | 1E3SC61023PPOAL18B2B3UG | KRC161797/1 | RADIO UNIT/Radio 2238 B8 B20 B28B | 3 |  |  | B2-B3 | 1E3SC61023PPOAL18B2B3UG | KRC161797/1 | RADIO UNIT/Radio 2238 B8 B20 B28B
Ericsson | 1E3SC61023PPOAL18B2B3UG | RNT44737/01 | Circular Power Connector DC-C (2 wire) | 3 |  |  | B2-B3 | 1E3SC61023PPOAL18B2B3UG | RNT44737/01 | Circular Power Connector DC-C (2 wire)
Ericsson | 1E3SC61023PPOAL18B2B3UG | RDH10265/2 | SFP+ SM 10.3Gb/s 1.4km 1310nm | 6 |  |  | B2-B3 | 1E3SC61023PPOAL18B2B3UG | RDH10265/2 | SFP+ SM 10.3Gb/s 1.4km 1310nm
Ericsson | 1E3SC61023PPOAL18B2B3UG | RDH10265/2 | SFP+ SM 10.3Gb/s 1.4km 1310nm | 6 |  |  | B2-B3 | 1E3SC61023PPOAL18B2B3UG | RDH10265/2 | SFP+ SM 10.3Gb/s 1.4km 1310nm
Ericsson | 1E3SC61023PPOAL18B2B3UG | KRC161777/1 | RADIO UNIT/Radio 4480B1B3 | 3 |  |  | B2-B3 | 1E3SC61023PPOAL18B2B3UG | KRC161777/1 | RADIO UNIT/Radio 4480B1B3
Ericsson | 1E3SC61023PPOAL18B2B3UG | RNT44737/01 | Circular Power Connector DC-C (2 wire) | 3 |  |  | B2-B3 | 1E3SC61023PPOAL18B2B3UG | RNT44737/01 | Circular Power Connector DC-C (2 wire)
Ericsson | 1E3SC61023PPOAL18B2B3UG | BKV106246/1 | Fan tray, 24 VDC, 2.0 A, 358x29x54 mm (Radio 4480) | 3 |  |  | B2-B3 | 1E3SC61023PPOAL18B2B3UG | BKV106246/1 | Fan tray, 24 VDC, 2.0 A, 358x29x54 mm (Radio 4480)
Ericsson | 1E3SC61023PPOAL18B2B3UG | RDH10265/2 | SFP+ SM 10.3Gb/s 1.4km 1310nm | 6 |  |  | B2-B3 | 1E3SC61023PPOAL18B2B3UG | RDH10265/2 | SFP+ SM 10.3Gb/s 1.4km 1310nm
Ericsson | 1E3SC61023PPOAL18B2B3UG | RDH10265/2 | SFP+ SM 10.3Gb/s 1.4km 1310nm | 6 |  |  | B2-B3 | 1E3SC61023PPOAL18B2B3UG | RDH10265/2 | SFP+ SM 10.3Gb/s 1.4km 1310nm
Ericsson | 1E3SC61023PPOAL18B2B3UG | NFT30459/2 | Surge Protection Device, SPD -48V | 4 |  |  | B2-B3 | 1E3SC61023PPOAL18B2B3UG | NFT30459/2 | Surge Protection Device, SPD -48V
Ericsson | 1E3SC61023PPOAL18B2B3UG | RPM777193/01500 | CABLE WITH CONNECTOR/DC POWER CABLE | 4 |  |  | B2-B3 | 1E3SC61023PPOAL18B2B3UG | RPM777193/01500 | CABLE WITH CONNECTOR/DC POWER CABLE
Ericsson | 1E3SC61023PPOAL18B2B3UG | NFT30459/3 | Surge Protection Device, SPD -48V | 3 |  |  | B2-B3 | 1E3SC61023PPOAL18B2B3UG | NFT30459/3 | Surge Protection Device, SPD -48V
Ericsson | 1E3SC61023PPOAL18B2B3UG | RPM1192370/01500 | CABLE WITH CONNECTOR/DC POWER CABLE | 3 |  |  | B2-B3 | 1E3SC61023PPOAL18B2B3UG | RPM1192370/01500 | CABLE WITH CONNECTOR/DC POWER CABLE
Ericsson | 1E3SC61023PPOAL18B2B3UG | BMG980336/7 | PDU 01 04; Power Distribution Unit | 1 |  |  | B2-B3 | 1E3SC61023PPOAL18B2B3UG | BMG980336/7 | PDU 01 04; Power Distribution Unit
Ericsson | 1E3SC61023PPOAL18B2B3UG | RPM77701/00500 | CABLE WITH CONNECTOR/SIGNAL CABLE | 1 |  |  | B2-B3 | 1E3SC61023PPOAL18B2B3UG | RPM77701/00500 | CABLE WITH CONNECTOR/SIGNAL CABLE
Ericsson | 1E3SC61023PPOAL18B2B3UG | BML161184/1 | RECTIFIER/PSU AC 03; Power Supply Unit | 4 |  |  | B2-B3 | 1E3SC61023PPOAL18B2B3UG | BML161184/1 | RECTIFIER/PSU AC 03; Power Supply Unit
Ericsson | 1E3SC61023PPOAL18B2B3UG | BGK90118/2 | CONNECTION PANEL/SHU 02 01; Support HUB | 1 |  |  | B2-B3 | 1E3SC61023PPOAL18B2B3UG | BGK90118/2 | CONNECTION PANEL/SHU 02 01; Support HUB
Ericsson | 1E3SC61023PPOAL18B2B3UG | BMG980336/7 | DISTR. EQUIPMENT/PDU 01 04; Power Distribution Unit | 1 |  |  | B2-B3 | 1E3SC61023PPOAL18B2B3UG | BMG980336/7 | DISTR. EQUIPMENT/PDU 01 04; Power Distribution Unit
Ericsson | 1E3SC61023PPOAL18B2B3UG | SXK1252098/1 | PDU Cassette | 1 |  |  | B2-B3 | 1E3SC61023PPOAL18B2B3UG | SXK1252098/1 | PDU Cassette
Ericsson | 1E3SC61023PPOAL18B2B3UG | BGM136106/2 | PDU 03 02, Power Distribution | 1 |  |  | B2-B3 | 1E3SC61023PPOAL18B2B3UG | BGM136106/2 | PDU 03 02, Power Distribution
Ericsson | 1E3SC61023PPOAL18B2B3UG | NFS89973/6 | ECM 03 06; Electronic Circuit | 3 |  |  | B2-B3 | 1E3SC61023PPOAL18B2B3UG | NFS89973/6 | ECM 03 06; Electronic Circuit
Ericsson | 1E3SC61023PPOAL18B2B3UG | BMG980410/1 | DISTR. EQUIPMENT/BFU 01 03; Battery Fuse | 1 |  |  | B2-B3 | 1E3SC61023PPOAL18B2B3UG | BMG980410/1 | DISTR. EQUIPMENT/BFU 01 03; Battery Fuse
Ericsson | 1E3SC61023PPOAL18B2B3UG | BMG980390/10 | MAINS DISTR. UNIT/Optional AC-outlet | 1 |  |  | B2-B3 | 1E3SC61023PPOAL18B2B3UG | BMG980390/10 | MAINS DISTR. UNIT/Optional AC-outlet
Ericsson | 1E3SC61023PPOAL18B2B3UG | BML161184/1 | RECTIFIER/PSU AC 03; Power Supply Unit | 3 |  |  | B2-B3 | 1E3SC61023PPOAL18B2B3UG | BML161184/1 | RECTIFIER/PSU AC 03; Power Supply Unit
Ericsson | 1E3SC61023PPOAL18B2B3UG | NTM2013977/1 | SET OF MATERIALS/Screw set for expansion | 1 |  |  | B2-B3 | 1E3SC61023PPOAL18B2B3UG | NTM2013977/1 | SET OF MATERIALS/Screw set for expansion
Ericsson | 1E3SC61023PPOAL18B2B3UG | RPM77701/00500 | CABLE WITH CONNECTOR/SIGNAL CABLE | 3 |  |  | B2-B3 | 1E3SC61023PPOAL18B2B3UG | RPM77701/00500 | CABLE WITH CONNECTOR/SIGNAL CABLE
Ericsson | 1E3SC61023PPOAL18B2B3UG | RPM77701/00700 | CABLE WITH CONNECTOR/SIGNAL CABLE | 2 |  |  | B2-B3 | 1E3SC61023PPOAL18B2B3UG | RPM77701/00700 | CABLE WITH CONNECTOR/SIGNAL CABLE
Ericsson | 1E3SC61023PPOAL18B2B3UG | RPM77701/01000 | CABLE WITH CONNECTOR/SIGNAL CABLE | 1 |  |  | B2-B3 | 1E3SC61023PPOAL18B2B3UG | RPM77701/01000 | CABLE WITH CONNECTOR/SIGNAL CABLE
Ericsson | 1E3SC61023PPOAL18B2B3UG | RPM777270/01000 | CABLE WITH CONNECTOR/POWER CABLE | 3 |  |  | B2-B3 | 1E3SC61023PPOAL18B2B3UG | RPM777270/01000 | CABLE WITH CONNECTOR/POWER CABLE
Ericsson | 1E3SC61023PPOAL18B2B3UG | SXA1344414/1 | MECHANICAL COMPONENT/Air outlet plate | 1 |  |  | B2-B3 | 1E3SC61023PPOAL18B2B3UG | SXA1344414/1 | MECHANICAL COMPONENT/Air outlet plate
Ericsson | 1E3SC61023PPOAL18B2B3UG | SXA2153864/1 | MECHANICAL COMPONENT/Guide rail | 2 |  |  | B2-B3 | 1E3SC61023PPOAL18B2B3UG | SXA2153864/1 | MECHANICAL COMPONENT/Guide rail
Ericsson | 1E3SC61023PPOAL18B2B3UG | SXA2155276/1 | MECHANICAL COMPONENT/PLATE 19 Dummy (1U) | 1 |  |  | B2-B3 | 1E3SC61023PPOAL18B2B3UG | SXA2155276/1 | MECHANICAL COMPONENT/PLATE 19 Dummy (1U)
Ericsson | 1E3SC61023PPOAL18B2B3UG | SXK1091052/1 | ASSEMBLED PARTS/SHU holder | 1 |  |  | B2-B3 | 1E3SC61023PPOAL18B2B3UG | SXK1091052/1 | ASSEMBLED PARTS/SHU holder
Ericsson | 1E3SC61023PPOAL18B2B3UG | SXK1091102/1 | ASSEMBLED PARTS/½U dummy (19) | 1 |  |  | B2-B3 | 1E3SC61023PPOAL18B2B3UG | SXK1091102/1 | ASSEMBLED PARTS/½U dummy (19)
Ericsson | 1E3SC61023PPOAL18B2B3UG | SXK1091601/1 | ASSEMBLED PARTS/Airplate Low flow | 1 |  |  | B2-B3 | 1E3SC61023PPOAL18B2B3UG | SXK1091601/1 | ASSEMBLED PARTS/Airplate Low flow
Ericsson | 1E3SC61023PPOAL18B2B3UG | SXK1091601/2 | ASSEMBLED PARTS/Airplate Medium flow | 1 |  |  | B2-B3 | 1E3SC61023PPOAL18B2B3UG | SXK1091601/2 | ASSEMBLED PARTS/Airplate Medium flow
Ericsson | 1E3SC61023PPOAL18B2B3UG | SXK1098115/1 | ASSEMBLED PARTS/Power subrack | 1 |  |  | B2-B3 | 1E3SC61023PPOAL18B2B3UG | SXK1098115/1 | ASSEMBLED PARTS/Power subrack
Ericsson | 1E3SC61023PPOAL18B2B3UG | SXK1098257/1 | DUMMY/Dummy unit (Power Subrack) | 4 |  |  | B2-B3 | 1E3SC61023PPOAL18B2B3UG | SXK1098257/1 | DUMMY/Dummy unit (Power Subrack)
Ericsson | E3SC61023PPOAL18B2B3UG | KDV127621/11 | Baseband 6630 with fan | 1 |  |  | B2-B3 | E3SC61023PPOAL18B2B3UG | KDV127621/11 | Baseband 6630 with fan
Ericsson | E3SC61023PPOAL18B2B3UG | RPM777526/02000 | ET Power cable | 1 |  |  | B2-B3 | E3SC61023PPOAL18B2B3UG | RPM777526/02000 | ET Power cable
Ericsson | E3SC61023PPOAL18B2B3UG | RPM777567/05000 | Grounding Cable | 1 |  |  | B2-B3 | E3SC61023PPOAL18B2B3UG | RPM777567/05000 | Grounding Cable
Ericsson | E3SC61023PPOAL18B2B3UG | SXK1253086/1 | Cable guide | 1 |  |  | B2-B3 | E3SC61023PPOAL18B2B3UG | SXK1253086/1 | Cable guide
Ericsson | E3SC61023PPOAL18B2B3UG | KRC161797/1 | RADIO UNIT/Radio 2238 B8 B20 B28B | 3 |  |  | B2-B3 | E3SC61023PPOAL18B2B3UG | KRC161797/1 | RADIO UNIT/Radio 2238 B8 B20 B28B
Ericsson | E3SC61023PPOAL18B2B3UG | RNT44737/01 | Circular Power Connector DC-C (2 wire) | 3 |  |  | B2-B3 | E3SC61023PPOAL18B2B3UG | RNT44737/01 | Circular Power Connector DC-C (2 wire)
Ericsson | E3SC61023PPOAL18B2B3UG | RDH10265/2 | SFP+ SM 10.3Gb/s 1.4km 1310nm | 6 |  |  | B2-B3 | E3SC61023PPOAL18B2B3UG | RDH10265/2 | SFP+ SM 10.3Gb/s 1.4km 1310nm
Ericsson | E3SC61023PPOAL18B2B3UG | RDH10265/2 | SFP+ SM 10.3Gb/s 1.4km 1310nm | 6 |  |  | B2-B3 | E3SC61023PPOAL18B2B3UG | RDH10265/2 | SFP+ SM 10.3Gb/s 1.4km 1310nm
Ericsson | E3SC61023PPOAL18B2B3UG | KRC161777/1 | RADIO UNIT/Radio 4480B1B3 | 3 |  |  | B2-B3 | E3SC61023PPOAL18B2B3UG | KRC161777/1 | RADIO UNIT/Radio 4480B1B3
Ericsson | E3SC61023PPOAL18B2B3UG | RNT44737/01 | Circular Power Connector DC-C (2 wire) | 3 |  |  | B2-B3 | E3SC61023PPOAL18B2B3UG | RNT44737/01 | Circular Power Connector DC-C (2 wire)
Ericsson | E3SC61023PPOAL18B2B3UG | BKV106246/1 | Fan tray, 24 VDC, 2.0 A, 358x29x54 mm (Radio 4480) | 3 |  |  | B2-B3 | E3SC61023PPOAL18B2B3UG | BKV106246/1 | Fan tray, 24 VDC, 2.0 A, 358x29x54 mm (Radio 4480)
Ericsson | E3SC61023PPOAL18B2B3UG | RDH10265/2 | SFP+ SM 10.3Gb/s 1.4km 1310nm | 6 |  |  | B2-B3 | E3SC61023PPOAL18B2B3UG | RDH10265/2 | SFP+ SM 10.3Gb/s 1.4km 1310nm
Ericsson | E3SC61023PPOAL18B2B3UG | RDH10265/2 | SFP+ SM 10.3Gb/s 1.4km 1310nm | 6 |  |  | B2-B3 | E3SC61023PPOAL18B2B3UG | RDH10265/2 | SFP+ SM 10.3Gb/s 1.4km 1310nm
Ericsson | E3SC61023PPOAL18B2B3UG | NFT30459/2 | Surge Protection Device, SPD -48V | 4 |  |  | B2-B3 | E3SC61023PPOAL18B2B3UG | NFT30459/2 | Surge Protection Device, SPD -48V
Ericsson | E3SC61023PPOAL18B2B3UG | RPM777193/01500 | CABLE WITH CONNECTOR/DC POWER CABLE | 4 |  |  | B2-B3 | E3SC61023PPOAL18B2B3UG | RPM777193/01500 | CABLE WITH CONNECTOR/DC POWER CABLE
Ericsson | E3SC61023PPOAL18B2B3UG | NFT30459/3 | Surge Protection Device, SPD -48V | 3 |  |  | B2-B3 | E3SC61023PPOAL18B2B3UG | NFT30459/3 | Surge Protection Device, SPD -48V
Ericsson | E3SC61023PPOAL18B2B3UG | RPM1192370/01500 | CABLE WITH CONNECTOR/DC POWER CABLE | 3 |  |  | B2-B3 | E3SC61023PPOAL18B2B3UG | RPM1192370/01500 | CABLE WITH CONNECTOR/DC POWER CABLE
Ericsson | E3SC61023PPOAL18B2B3UG | BMG980336/7 | PDU 01 04; Power Distribution Unit | 1 |  |  | B2-B3 | E3SC61023PPOAL18B2B3UG | BMG980336/7 | PDU 01 04; Power Distribution Unit
Ericsson | E3SC61023PPOAL18B2B3UG | RPM77701/00500 | CABLE WITH CONNECTOR/SIGNAL CABLE | 1 |  |  | B2-B3 | E3SC61023PPOAL18B2B3UG | RPM77701/00500 | CABLE WITH CONNECTOR/SIGNAL CABLE
Ericsson | E3SC61023PPOAL18B2B3UG | BML161184/1 | RECTIFIER/PSU AC 03; Power Supply Unit | 4 |  |  | B2-B3 | E3SC61023PPOAL18B2B3UG | BML161184/1 | RECTIFIER/PSU AC 03; Power Supply Unit
Ericsson | E3SC61023PPOAL18B2B3UG | BGK90118/2 | CONNECTION PANEL/SHU 02 01; Support HUB | 1 |  |  | B2-B3 | E3SC61023PPOAL18B2B3UG | BGK90118/2 | CONNECTION PANEL/SHU 02 01; Support HUB
Ericsson | E3SC61023PPOAL18B2B3UG | BMG980336/7 | DISTR. EQUIPMENT/PDU 01 04; Power Distribution Unit | 1 |  |  | B2-B3 | E3SC61023PPOAL18B2B3UG | BMG980336/7 | DISTR. EQUIPMENT/PDU 01 04; Power Distribution Unit
Ericsson | E3SC61023PPOAL18B2B3UG | SXK1252098/1 | PDU Cassette | 1 |  |  | B2-B3 | E3SC61023PPOAL18B2B3UG | SXK1252098/1 | PDU Cassette
Ericsson | E3SC61023PPOAL18B2B3UG | BGM136106/2 | PDU 03 02, Power Distribution | 1 |  |  | B2-B3 | E3SC61023PPOAL18B2B3UG | BGM136106/2 | PDU 03 02, Power Distribution
Ericsson | E3SC61023PPOAL18B2B3UG | NFS89973/6 | ECM 03 06; Electronic Circuit | 3 |  |  | B2-B3 | E3SC61023PPOAL18B2B3UG | NFS89973/6 | ECM 03 06; Electronic Circuit
Ericsson | E3SC61023PPOAL18B2B3UG | BMG980410/1 | DISTR. EQUIPMENT/BFU 01 03; Battery Fuse | 1 |  |  | B2-B3 | E3SC61023PPOAL18B2B3UG | BMG980410/1 | DISTR. EQUIPMENT/BFU 01 03; Battery Fuse
Ericsson | E3SC61023PPOAL18B2B3UG | BMG980390/10 | MAINS DISTR. UNIT/Optional AC-outlet | 1 |  |  | B2-B3 | E3SC61023PPOAL18B2B3UG | BMG980390/10 | MAINS DISTR. UNIT/Optional AC-outlet
Ericsson | E3SC61023PPOAL18B2B3UG | BML161184/1 | RECTIFIER/PSU AC 03; Power Supply Unit | 3 |  |  | B2-B3 | E3SC61023PPOAL18B2B3UG | BML161184/1 | RECTIFIER/PSU AC 03; Power Supply Unit
Ericsson | E3SC61023PPOAL18B2B3UG | NTM2013977/1 | SET OF MATERIALS/Screw set for expansion | 1 |  |  | B2-B3 | E3SC61023PPOAL18B2B3UG | NTM2013977/1 | SET OF MATERIALS/Screw set for expansion
Ericsson | E3SC61023PPOAL18B2B3UG | RPM77701/00500 | CABLE WITH CONNECTOR/SIGNAL CABLE | 3 |  |  | B2-B3 | E3SC61023PPOAL18B2B3UG | RPM77701/00500 | CABLE WITH CONNECTOR/SIGNAL CABLE
Ericsson | E3SC61023PPOAL18B2B3UG | RPM77701/00700 | CABLE WITH CONNECTOR/SIGNAL CABLE | 2 |  |  | B2-B3 | E3SC61023PPOAL18B2B3UG | RPM77701/00700 | CABLE WITH CONNECTOR/SIGNAL CABLE
Ericsson | E3SC61023PPOAL18B2B3UG | RPM77701/01000 | CABLE WITH CONNECTOR/SIGNAL CABLE | 1 |  |  | B2-B3 | E3SC61023PPOAL18B2B3UG | RPM77701/01000 | CABLE WITH CONNECTOR/SIGNAL CABLE
Ericsson | E3SC61023PPOAL18B2B3UG | RPM777270/01000 | CABLE WITH CONNECTOR/POWER CABLE | 3 |  |  | B2-B3 | E3SC61023PPOAL18B2B3UG | RPM777270/01000 | CABLE WITH CONNECTOR/POWER CABLE
Ericsson | E3SC61023PPOAL18B2B3UG | SXA1344414/1 | MECHANICAL COMPONENT/Air outlet plate | 1 |  |  | B2-B3 | E3SC61023PPOAL18B2B3UG | SXA1344414/1 | MECHANICAL COMPONENT/Air outlet plate
Ericsson | E3SC61023PPOAL18B2B3UG | SXA2153864/1 | MECHANICAL COMPONENT/Guide rail | 2 |  |  | B2-B3 | E3SC61023PPOAL18B2B3UG | SXA2153864/1 | MECHANICAL COMPONENT/Guide rail
Ericsson | E3SC61023PPOAL18B2B3UG | SXA2155276/1 | MECHANICAL COMPONENT/PLATE 19 Dummy (1U) | 1 |  |  | B2-B3 | E3SC61023PPOAL18B2B3UG | SXA2155276/1 | MECHANICAL COMPONENT/PLATE 19 Dummy (1U)
Ericsson | E3SC61023PPOAL18B2B3UG | SXK1091052/1 | ASSEMBLED PARTS/SHU holder | 1 |  |  | B2-B3 | E3SC61023PPOAL18B2B3UG | SXK1091052/1 | ASSEMBLED PARTS/SHU holder
Ericsson | E3SC61023PPOAL18B2B3UG | SXK1091102/1 | ASSEMBLED PARTS/½U dummy (19) | 1 |  |  | B2-B3 | E3SC61023PPOAL18B2B3UG | SXK1091102/1 | ASSEMBLED PARTS/½U dummy (19)
Ericsson | E3SC61023PPOAL18B2B3UG | SXK1091601/1 | ASSEMBLED PARTS/Airplate Low flow | 1 |  |  | B2-B3 | E3SC61023PPOAL18B2B3UG | SXK1091601/1 | ASSEMBLED PARTS/Airplate Low flow
Ericsson | E3SC61023PPOAL18B2B3UG | SXK1091601/2 | ASSEMBLED PARTS/Airplate Medium flow | 1 |  |  | B2-B3 | E3SC61023PPOAL18B2B3UG | SXK1091601/2 | ASSEMBLED PARTS/Airplate Medium flow
Ericsson | E3SC61023PPOAL18B2B3UG | SXK1098115/1 | ASSEMBLED PARTS/Power subrack | 1 |  |  | B2-B3 | E3SC61023PPOAL18B2B3UG | SXK1098115/1 | ASSEMBLED PARTS/Power subrack
Ericsson | E3SC61023PPOAL18B2B3UG | SXK1098257/1 | DUMMY/Dummy unit (Power Subrack) | 4 |  |  | B2-B3 | E3SC61023PPOAL18B2B3UG | SXK1098257/1 | DUMMY/Dummy unit (Power Subrack)
Ericsson | 1E2SC61023PPOAL18B2B3UG | KDV127621/11 | Baseband 6630 with fan | 1 |  |  | B2-B3 | 1E2SC61023PPOAL18B2B3UG | KDV127621/11 | Baseband 6630 with fan
Ericsson | 1E2SC61023PPOAL18B2B3UG | RPM777526/02000 | ET Power cable | 1 |  |  | B2-B3 | 1E2SC61023PPOAL18B2B3UG | RPM777526/02000 | ET Power cable
Ericsson | 1E2SC61023PPOAL18B2B3UG | RPM777567/05000 | Grounding Cable | 1 |  |  | B2-B3 | 1E2SC61023PPOAL18B2B3UG | RPM777567/05000 | Grounding Cable
Ericsson | 1E2SC61023PPOAL18B2B3UG | SXK1253086/1 | Cable guide | 1 |  |  | B2-B3 | 1E2SC61023PPOAL18B2B3UG | SXK1253086/1 | Cable guide
Ericsson | 1E2SC61023PPOAL18B2B3UG | KRC161797/1 | RADIO UNIT/Radio 2238 B8 B20 B28B | 2 |  |  | B2-B3 | 1E2SC61023PPOAL18B2B3UG | KRC161797/1 | RADIO UNIT/Radio 2238 B8 B20 B28B
Ericsson | 1E2SC61023PPOAL18B2B3UG | RNT44737/01 | Circular Power Connector DC-C (2 wire) | 2 |  |  | B2-B3 | 1E2SC61023PPOAL18B2B3UG | RNT44737/01 | Circular Power Connector DC-C (2 wire)
Ericsson | 1E2SC61023PPOAL18B2B3UG | RDH10265/2 | SFP+ SM 10.3Gb/s 1.4km 1310nm | 4 |  |  | B2-B3 | 1E2SC61023PPOAL18B2B3UG | RDH10265/2 | SFP+ SM 10.3Gb/s 1.4km 1310nm
Ericsson | 1E2SC61023PPOAL18B2B3UG | RDH10265/2 | SFP+ SM 10.3Gb/s 1.4km 1310nm | 4 |  |  | B2-B3 | 1E2SC61023PPOAL18B2B3UG | RDH10265/2 | SFP+ SM 10.3Gb/s 1.4km 1310nm
Ericsson | 1E2SC61023PPOAL18B2B3UG | KRC161777/1 | RADIO UNIT/Radio 4480B1B3 | 2 |  |  | B2-B3 | 1E2SC61023PPOAL18B2B3UG | KRC161777/1 | RADIO UNIT/Radio 4480B1B3
Ericsson | 1E2SC61023PPOAL18B2B3UG | RNT44737/01 | Circular Power Connector DC-C (2 wire) | 2 |  |  | B2-B3 | 1E2SC61023PPOAL18B2B3UG | RNT44737/01 | Circular Power Connector DC-C (2 wire)
Ericsson | 1E2SC61023PPOAL18B2B3UG | BKV106246/1 | Fan tray, 24 VDC, 2.0 A, 358x29x54 mm (Radio 4480) | 2 |  |  | B2-B3 | 1E2SC61023PPOAL18B2B3UG | BKV106246/1 | Fan tray, 24 VDC, 2.0 A, 358x29x54 mm (Radio 4480)
Ericsson | 1E2SC61023PPOAL18B2B3UG | RDH10265/2 | SFP+ SM 10.3Gb/s 1.4km 1310nm | 4 |  |  | B2-B3 | 1E2SC61023PPOAL18B2B3UG | RDH10265/2 | SFP+ SM 10.3Gb/s 1.4km 1310nm
Ericsson | 1E2SC61023PPOAL18B2B3UG | RDH10265/2 | SFP+ SM 10.3Gb/s 1.4km 1310nm | 4 |  |  | B2-B3 | 1E2SC61023PPOAL18B2B3UG | RDH10265/2 | SFP+ SM 10.3Gb/s 1.4km 1310nm
Ericsson | 1E2SC61023PPOAL18B2B3UG | NFT30459/2 | Surge Protection Device, SPD -48V | 3 |  |  | B2-B3 | 1E2SC61023PPOAL18B2B3UG | NFT30459/2 | Surge Protection Device, SPD -48V
Ericsson | 1E2SC61023PPOAL18B2B3UG | RPM777193/01500 | CABLE WITH CONNECTOR/DC POWER CABLE | 3 |  |  | B2-B3 | 1E2SC61023PPOAL18B2B3UG | RPM777193/01500 | CABLE WITH CONNECTOR/DC POWER CABLE
Ericsson | 1E2SC61023PPOAL18B2B3UG | NFT30459/3 | Surge Protection Device, SPD -48V | 2 |  |  | B2-B3 | 1E2SC61023PPOAL18B2B3UG | NFT30459/3 | Surge Protection Device, SPD -48V
Ericsson | 1E2SC61023PPOAL18B2B3UG | RPM1192370/01500 | CABLE WITH CONNECTOR/DC POWER CABLE | 2 |  |  | B2-B3 | 1E2SC61023PPOAL18B2B3UG | RPM1192370/01500 | CABLE WITH CONNECTOR/DC POWER CABLE
Ericsson | 1E2SC61023PPOAL18B2B3UG | BMG980336/7 | PDU 01 04; Power Distribution Unit | 1 |  |  | B2-B3 | 1E2SC61023PPOAL18B2B3UG | BMG980336/7 | PDU 01 04; Power Distribution Unit
Ericsson | 1E2SC61023PPOAL18B2B3UG | RPM77701/00500 | CABLE WITH CONNECTOR/SIGNAL CABLE | 1 |  |  | B2-B3 | 1E2SC61023PPOAL18B2B3UG | RPM77701/00500 | CABLE WITH CONNECTOR/SIGNAL CABLE
Ericsson | 1E2SC61023PPOAL18B2B3UG | BML161184/1 | RECTIFIER/PSU AC 03; Power Supply Unit | 4 |  |  | B2-B3 | 1E2SC61023PPOAL18B2B3UG | BML161184/1 | RECTIFIER/PSU AC 03; Power Supply Unit
Ericsson | 1E2SC61023PPOAL18B2B3UG | BGK90118/2 | CONNECTION PANEL/SHU 02 01; Support HUB | 1 |  |  | B2-B3 | 1E2SC61023PPOAL18B2B3UG | BGK90118/2 | CONNECTION PANEL/SHU 02 01; Support HUB
Ericsson | 1E2SC61023PPOAL18B2B3UG | BMG980336/7 | DISTR. EQUIPMENT/PDU 01 04; Power Distribution Unit | 1 |  |  | B2-B3 | 1E2SC61023PPOAL18B2B3UG | BMG980336/7 | DISTR. EQUIPMENT/PDU 01 04; Power Distribution Unit
Ericsson | 1E2SC61023PPOAL18B2B3UG | SXK1252098/1 | PDU Cassette | 1 |  |  | B2-B3 | 1E2SC61023PPOAL18B2B3UG | SXK1252098/1 | PDU Cassette
Ericsson | 1E2SC61023PPOAL18B2B3UG | BGM136106/2 | PDU 03 02, Power Distribution | 1 |  |  | B2-B3 | 1E2SC61023PPOAL18B2B3UG | BGM136106/2 | PDU 03 02, Power Distribution
Ericsson | 1E2SC61023PPOAL18B2B3UG | NFS89973/6 | ECM 03 06; Electronic Circuit | 2 |  |  | B2-B3 | 1E2SC61023PPOAL18B2B3UG | NFS89973/6 | ECM 03 06; Electronic Circuit
Ericsson | 1E2SC61023PPOAL18B2B3UG | BMG980410/1 | DISTR. EQUIPMENT/BFU 01 03; Battery Fuse | 1 |  |  | B2-B3 | 1E2SC61023PPOAL18B2B3UG | BMG980410/1 | DISTR. EQUIPMENT/BFU 01 03; Battery Fuse
Ericsson | 1E2SC61023PPOAL18B2B3UG | BMG980390/10 | MAINS DISTR. UNIT/Optional AC-outlet | 1 |  |  | B2-B3 | 1E2SC61023PPOAL18B2B3UG | BMG980390/10 | MAINS DISTR. UNIT/Optional AC-outlet
Ericsson | 1E2SC61023PPOAL18B2B3UG | BML161184/1 | RECTIFIER/PSU AC 03; Power Supply Unit | 3 |  |  | B2-B3 | 1E2SC61023PPOAL18B2B3UG | BML161184/1 | RECTIFIER/PSU AC 03; Power Supply Unit
Ericsson | 1E2SC61023PPOAL18B2B3UG | NTM2013977/1 | SET OF MATERIALS/Screw set for expansion | 1 |  |  | B2-B3 | 1E2SC61023PPOAL18B2B3UG | NTM2013977/1 | SET OF MATERIALS/Screw set for expansion
Ericsson | 1E2SC61023PPOAL18B2B3UG | RPM77701/00500 | CABLE WITH CONNECTOR/SIGNAL CABLE | 3 |  |  | B2-B3 | 1E2SC61023PPOAL18B2B3UG | RPM77701/00500 | CABLE WITH CONNECTOR/SIGNAL CABLE
Ericsson | 1E2SC61023PPOAL18B2B3UG | RPM77701/00700 | CABLE WITH CONNECTOR/SIGNAL CABLE | 2 |  |  | B2-B3 | 1E2SC61023PPOAL18B2B3UG | RPM77701/00700 | CABLE WITH CONNECTOR/SIGNAL CABLE
Ericsson | 1E2SC61023PPOAL18B2B3UG | RPM77701/01000 | CABLE WITH CONNECTOR/SIGNAL CABLE | 1 |  |  | B2-B3 | 1E2SC61023PPOAL18B2B3UG | RPM77701/01000 | CABLE WITH CONNECTOR/SIGNAL CABLE
Ericsson | 1E2SC61023PPOAL18B2B3UG | RPM777270/01000 | CABLE WITH CONNECTOR/POWER CABLE | 3 |  |  | B2-B3 | 1E2SC61023PPOAL18B2B3UG | RPM777270/01000 | CABLE WITH CONNECTOR/POWER CABLE
Ericsson | 1E2SC61023PPOAL18B2B3UG | SXA1344414/1 | MECHANICAL COMPONENT/Air outlet plate | 1 |  |  | B2-B3 | 1E2SC61023PPOAL18B2B3UG | SXA1344414/1 | MECHANICAL COMPONENT/Air outlet plate
Ericsson | 1E2SC61023PPOAL18B2B3UG | SXA2153864/1 | MECHANICAL COMPONENT/Guide rail | 2 |  |  | B2-B3 | 1E2SC61023PPOAL18B2B3UG | SXA2153864/1 | MECHANICAL COMPONENT/Guide rail
Ericsson | 1E2SC61023PPOAL18B2B3UG | SXA2155276/1 | MECHANICAL COMPONENT/PLATE 19 Dummy (1U) | 1 |  |  | B2-B3 | 1E2SC61023PPOAL18B2B3UG | SXA2155276/1 | MECHANICAL COMPONENT/PLATE 19 Dummy (1U)
Ericsson | 1E2SC61023PPOAL18B2B3UG | SXK1091052/1 | ASSEMBLED PARTS/SHU holder | 1 |  |  | B2-B3 | 1E2SC61023PPOAL18B2B3UG | SXK1091052/1 | ASSEMBLED PARTS/SHU holder
Ericsson | 1E2SC61023PPOAL18B2B3UG | SXK1091102/1 | ASSEMBLED PARTS/½U dummy (19) | 1 |  |  | B2-B3 | 1E2SC61023PPOAL18B2B3UG | SXK1091102/1 | ASSEMBLED PARTS/½U dummy (19)
Ericsson | 1E2SC61023PPOAL18B2B3UG | SXK1091601/1 | ASSEMBLED PARTS/Airplate Low flow | 1 |  |  | B2-B3 | 1E2SC61023PPOAL18B2B3UG | SXK1091601/1 | ASSEMBLED PARTS/Airplate Low flow
Ericsson | 1E2SC61023PPOAL18B2B3UG | SXK1091601/2 | ASSEMBLED PARTS/Airplate Medium flow | 1 |  |  | B2-B3 | 1E2SC61023PPOAL18B2B3UG | SXK1091601/2 | ASSEMBLED PARTS/Airplate Medium flow
Ericsson | 1E2SC61023PPOAL18B2B3UG | SXK1098115/1 | ASSEMBLED PARTS/Power subrack | 1 |  |  | B2-B3 | 1E2SC61023PPOAL18B2B3UG | SXK1098115/1 | ASSEMBLED PARTS/Power subrack
Ericsson | 1E2SC61023PPOAL18B2B3UG | SXK1098257/1 | DUMMY/Dummy unit (Power Subrack) | 4 |  |  | B2-B3 | 1E2SC61023PPOAL18B2B3UG | SXK1098257/1 | DUMMY/Dummy unit (Power Subrack)
Ericsson | E2SC61023PPOAL18B2B3UG | KDV127621/11 | Baseband 6630 with fan | 1 |  |  | B2-B3 | E2SC61023PPOAL18B2B3UG | KDV127621/11 | Baseband 6630 with fan
Ericsson | E2SC61023PPOAL18B2B3UG | RPM777526/02000 | ET Power cable | 1 |  |  | B2-B3 | E2SC61023PPOAL18B2B3UG | RPM777526/02000 | ET Power cable
Ericsson | E2SC61023PPOAL18B2B3UG | RPM777567/05000 | Grounding Cable | 1 |  |  | B2-B3 | E2SC61023PPOAL18B2B3UG | RPM777567/05000 | Grounding Cable
Ericsson | E2SC61023PPOAL18B2B3UG | SXK1253086/1 | Cable guide | 1 |  |  | B2-B3 | E2SC61023PPOAL18B2B3UG | SXK1253086/1 | Cable guide
Ericsson | E2SC61023PPOAL18B2B3UG | KRC161797/1 | RADIO UNIT/Radio 2238 B8 B20 B28B | 2 |  |  | B2-B3 | E2SC61023PPOAL18B2B3UG | KRC161797/1 | RADIO UNIT/Radio 2238 B8 B20 B28B
Ericsson | E2SC61023PPOAL18B2B3UG | RNT44737/01 | Circular Power Connector DC-C (2 wire) | 2 |  |  | B2-B3 | E2SC61023PPOAL18B2B3UG | RNT44737/01 | Circular Power Connector DC-C (2 wire)
Ericsson | E2SC61023PPOAL18B2B3UG | RDH10265/2 | SFP+ SM 10.3Gb/s 1.4km 1310nm | 4 |  |  | B2-B3 | E2SC61023PPOAL18B2B3UG | RDH10265/2 | SFP+ SM 10.3Gb/s 1.4km 1310nm
Ericsson | E2SC61023PPOAL18B2B3UG | RDH10265/2 | SFP+ SM 10.3Gb/s 1.4km 1310nm | 4 |  |  | B2-B3 | E2SC61023PPOAL18B2B3UG | RDH10265/2 | SFP+ SM 10.3Gb/s 1.4km 1310nm
Ericsson | E2SC61023PPOAL18B2B3UG | KRC161777/1 | RADIO UNIT/Radio 4480B1B3 | 2 |  |  | B2-B3 | E2SC61023PPOAL18B2B3UG | KRC161777/1 | RADIO UNIT/Radio 4480B1B3
Ericsson | E2SC61023PPOAL18B2B3UG | RNT44737/01 | Circular Power Connector DC-C (2 wire) | 2 |  |  | B2-B3 | E2SC61023PPOAL18B2B3UG | RNT44737/01 | Circular Power Connector DC-C (2 wire)
Ericsson | E2SC61023PPOAL18B2B3UG | BKV106246/1 | Fan tray, 24 VDC, 2.0 A, 358x29x54 mm (Radio 4480) | 2 |  |  | B2-B3 | E2SC61023PPOAL18B2B3UG | BKV106246/1 | Fan tray, 24 VDC, 2.0 A, 358x29x54 mm (Radio 4480)
Ericsson | E2SC61023PPOAL18B2B3UG | RDH10265/2 | SFP+ SM 10.3Gb/s 1.4km 1310nm | 4 |  |  | B2-B3 | E2SC61023PPOAL18B2B3UG | RDH10265/2 | SFP+ SM 10.3Gb/s 1.4km 1310nm
Ericsson | E2SC61023PPOAL18B2B3UG | RDH10265/2 | SFP+ SM 10.3Gb/s 1.4km 1310nm | 4 |  |  | B2-B3 | E2SC61023PPOAL18B2B3UG | RDH10265/2 | SFP+ SM 10.3Gb/s 1.4km 1310nm
Ericsson | E2SC61023PPOAL18B2B3UG | RPM777211/01800 | CABLE WITH CONNECTOR/SIGNAL CABLE | 4 |  |  | B2-B3 | E2SC61023PPOAL18B2B3UG | RPM777211/01800 | CABLE WITH CONNECTOR/SIGNAL CABLE
Ericsson | E2SC61023PPOAL18B2B3UG | RPM777279/00650 | SIGNAL CABLE | 1 |  |  | B2-B3 | E2SC61023PPOAL18B2B3UG | RPM777279/00650 | SIGNAL CABLE
Ericsson | E2SC61023PPOAL18B2B3UG | NFT30459/2 | Surge Protection Device, SPD -48V | 3 |  |  | B2-B3 | E2SC61023PPOAL18B2B3UG | NFT30459/2 | Surge Protection Device, SPD -48V
Ericsson | E2SC61023PPOAL18B2B3UG | RPM777193/01500 | CABLE WITH CONNECTOR/DC POWER CABLE | 3 |  |  | B2-B3 | E2SC61023PPOAL18B2B3UG | RPM777193/01500 | CABLE WITH CONNECTOR/DC POWER CABLE
Ericsson | E2SC61023PPOAL18B2B3UG | NFT30459/3 | Surge Protection Device, SPD -48V | 2 |  |  | B2-B3 | E2SC61023PPOAL18B2B3UG | NFT30459/3 | Surge Protection Device, SPD -48V
Ericsson | E2SC61023PPOAL18B2B3UG | RPM1192370/01500 | CABLE WITH CONNECTOR/DC POWER CABLE | 2 |  |  | B2-B3 | E2SC61023PPOAL18B2B3UG | RPM1192370/01500 | CABLE WITH CONNECTOR/DC POWER CABLE
Ericsson | E2SC61023PPOAL18B2B3UG | BMG980336/7 | PDU 01 04; Power Distribution Unit | 1 |  |  | B2-B3 | E2SC61023PPOAL18B2B3UG | BMG980336/7 | PDU 01 04; Power Distribution Unit
Ericsson | E2SC61023PPOAL18B2B3UG | RPM77701/00500 | CABLE WITH CONNECTOR/SIGNAL CABLE | 1 |  |  | B2-B3 | E2SC61023PPOAL18B2B3UG | RPM77701/00500 | CABLE WITH CONNECTOR/SIGNAL CABLE
Ericsson | E2SC61023PPOAL18B2B3UG | BML161184/1 | RECTIFIER/PSU AC 03; Power Supply Unit | 4 |  |  | B2-B3 | E2SC61023PPOAL18B2B3UG | BML161184/1 | RECTIFIER/PSU AC 03; Power Supply Unit
Ericsson | E2SC61023PPOAL18B2B3UG | BGK90118/2 | CONNECTION PANEL/SHU 02 01; Support HUB | 1 |  |  | B2-B3 | E2SC61023PPOAL18B2B3UG | BGK90118/2 | CONNECTION PANEL/SHU 02 01; Support HUB
Ericsson | E2SC61023PPOAL18B2B3UG | BMG980336/7 | DISTR. EQUIPMENT/PDU 01 04; Power Distribution Unit | 1 |  |  | B2-B3 | E2SC61023PPOAL18B2B3UG | BMG980336/7 | DISTR. EQUIPMENT/PDU 01 04; Power Distribution Unit
Ericsson | E2SC61023PPOAL18B2B3UG | SXK1252098/1 | PDU Cassette | 1 |  |  | B2-B3 | E2SC61023PPOAL18B2B3UG | SXK1252098/1 | PDU Cassette
Ericsson | E2SC61023PPOAL18B2B3UG | BGM136106/2 | PDU 03 02, Power Distribution | 1 |  |  | B2-B3 | E2SC61023PPOAL18B2B3UG | BGM136106/2 | PDU 03 02, Power Distribution
Ericsson | E2SC61023PPOAL18B2B3UG | NFS89973/6 | ECM 03 06; Electronic Circuit | 2 |  |  | B2-B3 | E2SC61023PPOAL18B2B3UG | NFS89973/6 | ECM 03 06; Electronic Circuit
Ericsson | E2SC61023PPOAL18B2B3UG | BMG980410/1 | DISTR. EQUIPMENT/BFU 01 03; Battery Fuse | 1 |  |  | B2-B3 | E2SC61023PPOAL18B2B3UG | BMG980410/1 | DISTR. EQUIPMENT/BFU 01 03; Battery Fuse
Ericsson | E2SC61023PPOAL18B2B3UG | BMG980390/10 | MAINS DISTR. UNIT/Optional AC-outlet | 1 |  |  | B2-B3 | E2SC61023PPOAL18B2B3UG | BMG980390/10 | MAINS DISTR. UNIT/Optional AC-outlet
Ericsson | E2SC61023PPOAL18B2B3UG | BML161184/1 | RECTIFIER/PSU AC 03; Power Supply Unit | 3 |  |  | B2-B3 | E2SC61023PPOAL18B2B3UG | BML161184/1 | RECTIFIER/PSU AC 03; Power Supply Unit
Ericsson | E2SC61023PPOAL18B2B3UG | NTM2013977/1 | SET OF MATERIALS/Screw set for expansion | 1 |  |  | B2-B3 | E2SC61023PPOAL18B2B3UG | NTM2013977/1 | SET OF MATERIALS/Screw set for expansion
Ericsson | E2SC61023PPOAL18B2B3UG | RPM77701/00500 | CABLE WITH CONNECTOR/SIGNAL CABLE | 3 |  |  | B2-B3 | E2SC61023PPOAL18B2B3UG | RPM77701/00500 | CABLE WITH CONNECTOR/SIGNAL CABLE
Ericsson | E2SC61023PPOAL18B2B3UG | RPM77701/00700 | CABLE WITH CONNECTOR/SIGNAL CABLE | 2 |  |  | B2-B3 | E2SC61023PPOAL18B2B3UG | RPM77701/00700 | CABLE WITH CONNECTOR/SIGNAL CABLE
Ericsson | E2SC61023PPOAL18B2B3UG | RPM77701/01000 | CABLE WITH CONNECTOR/SIGNAL CABLE | 1 |  |  | B2-B3 | E2SC61023PPOAL18B2B3UG | RPM77701/01000 | CABLE WITH CONNECTOR/SIGNAL CABLE
Ericsson | E2SC61023PPOAL18B2B3UG | RPM777270/01000 | CABLE WITH CONNECTOR/POWER CABLE | 3 |  |  | B2-B3 | E2SC61023PPOAL18B2B3UG | RPM777270/01000 | CABLE WITH CONNECTOR/POWER CABLE
Ericsson | E2SC61023PPOAL18B2B3UG | SXA1344414/1 | MECHANICAL COMPONENT/Air outlet plate | 1 |  |  | B2-B3 | E2SC61023PPOAL18B2B3UG | SXA1344414/1 | MECHANICAL COMPONENT/Air outlet plate
Ericsson | E2SC61023PPOAL18B2B3UG | SXA2153864/1 | MECHANICAL COMPONENT/Guide rail | 2 |  |  | B2-B3 | E2SC61023PPOAL18B2B3UG | SXA2153864/1 | MECHANICAL COMPONENT/Guide rail
Ericsson | E2SC61023PPOAL18B2B3UG | SXA2155276/1 | MECHANICAL COMPONENT/PLATE 19 Dummy (1U) | 1 |  |  | B2-B3 | E2SC61023PPOAL18B2B3UG | SXA2155276/1 | MECHANICAL COMPONENT/PLATE 19 Dummy (1U)
Ericsson | E2SC61023PPOAL18B2B3UG | SXK1091052/1 | ASSEMBLED PARTS/SHU holder | 1 |  |  | B2-B3 | E2SC61023PPOAL18B2B3UG | SXK1091052/1 | ASSEMBLED PARTS/SHU holder
Ericsson | E2SC61023PPOAL18B2B3UG | SXK1091102/1 | ASSEMBLED PARTS/½U dummy (19) | 1 |  |  | B2-B3 | E2SC61023PPOAL18B2B3UG | SXK1091102/1 | ASSEMBLED PARTS/½U dummy (19)
Ericsson | E2SC61023PPOAL18B2B3UG | SXK1091601/1 | ASSEMBLED PARTS/Airplate Low flow | 1 |  |  | B2-B3 | E2SC61023PPOAL18B2B3UG | SXK1091601/1 | ASSEMBLED PARTS/Airplate Low flow
Ericsson | E2SC61023PPOAL18B2B3UG | SXK1091601/2 | ASSEMBLED PARTS/Airplate Medium flow | 1 |  |  | B2-B3 | E2SC61023PPOAL18B2B3UG | SXK1091601/2 | ASSEMBLED PARTS/Airplate Medium flow
Ericsson | E2SC61023PPOAL18B2B3UG | SXK1098115/1 | ASSEMBLED PARTS/Power subrack | 1 |  |  | B2-B3 | E2SC61023PPOAL18B2B3UG | SXK1098115/1 | ASSEMBLED PARTS/Power subrack
Ericsson | E2SC61023PPOAL18B2B3UG | SXK1098257/1 | DUMMY/Dummy unit (Power Subrack) | 4 |  |  | B2-B3 | E2SC61023PPOAL18B2B3UG | SXK1098257/1 | DUMMY/Dummy unit (Power Subrack)
Ericsson | 1E3SC6102LANOAL18B2B3UG | KRC161635/1 | RADIO UNIT/Radio 4415 B1 | 3 |  |  | B2-B3 | 1E3SC6102LANOAL18B2B3UG | KRC161635/1 | RADIO UNIT/Radio 4415 B1
Ericsson | 1E3SC6102LANOAL18B2B3UG | RNT44737/01 | Circular Power Connector DC-C (2 wire) | 3 |  |  | B2-B3 | 1E3SC6102LANOAL18B2B3UG | RNT44737/01 | Circular Power Connector DC-C (2 wire)
Ericsson | 1E3SC6102LANOAL18B2B3UG | RDH10265/2 | SFP+ SM 10.3Gb/s 1.4km 1310nm | 6 |  |  | B2-B3 | 1E3SC6102LANOAL18B2B3UG | RDH10265/2 | SFP+ SM 10.3Gb/s 1.4km 1310nm
Ericsson | 1E3SC6102LANOAL18B2B3UG | RDH10265/2 | SFP+ SM 10.3Gb/s 1.4km 1310nm | 6 |  |  | B2-B3 | 1E3SC6102LANOAL18B2B3UG | RDH10265/2 | SFP+ SM 10.3Gb/s 1.4km 1310nm
Ericsson | 1E3SC6102LANOAL18B2B3UG | NTB1010230/1 | Radio Fan unit | 3 |  |  | B2-B3 | 1E3SC6102LANOAL18B2B3UG | NTB1010230/1 | Radio Fan unit
Ericsson | E3SC6102LANOAL18B2B3UG | KRC161635/1 | RADIO UNIT/Radio 4415 B1 | 3 |  |  | B2-B3 | E3SC6102LANOAL18B2B3UG | KRC161635/1 | RADIO UNIT/Radio 4415 B1
Ericsson | E3SC6102LANOAL18B2B3UG | RNT44737/01 | Circular Power Connector DC-C (2 wire) | 3 |  |  | B2-B3 | E3SC6102LANOAL18B2B3UG | RNT44737/01 | Circular Power Connector DC-C (2 wire)
Ericsson | E3SC6102LANOAL18B2B3UG | RDH10265/2 | SFP+ SM 10.3Gb/s 1.4km 1310nm | 6 |  |  | B2-B3 | E3SC6102LANOAL18B2B3UG | RDH10265/2 | SFP+ SM 10.3Gb/s 1.4km 1310nm
Ericsson | E3SC6102LANOAL18B2B3UG | RDH10265/2 | SFP+ SM 10.3Gb/s 1.4km 1310nm | 6 |  |  | B2-B3 | E3SC6102LANOAL18B2B3UG | RDH10265/2 | SFP+ SM 10.3Gb/s 1.4km 1310nm
Ericsson | E3SC6102LANOAL18B2B3UG | NTB1010230/1 | Radio Fan unit | 3 |  |  | B2-B3 | E3SC6102LANOAL18B2B3UG | NTB1010230/1 | Radio Fan unit
Ericsson | 1E3SC6102LANOA3PPL18B2B3UG | KDV127621/11 | Baseband 6630 with fan | 1 |  |  | B2-B3 | 1E3SC6102LANOA3PPL18B2B3UG | KDV127621/11 | Baseband 6630 with fan
Ericsson | 1E3SC6102LANOA3PPL18B2B3UG | RPM777526/02000 | ET Power cable | 3 |  |  | B2-B3 | 1E3SC6102LANOA3PPL18B2B3UG | RPM777526/02000 | ET Power cable
Ericsson | 1E3SC6102LANOA3PPL18B2B3UG | RPM777567/05000 | Grounding Cable | 1 |  |  | B2-B3 | 1E3SC6102LANOA3PPL18B2B3UG | RPM777567/05000 | Grounding Cable
Ericsson | 1E3SC6102LANOA3PPL18B2B3UG | SXK1253086/1 | Cable guide | 1 |  |  | B2-B3 | 1E3SC6102LANOA3PPL18B2B3UG | SXK1253086/1 | Cable guide
Ericsson | 1E3SC6102LANOA3PPL18B2B3UG | RPM77701/02000 | Signal cable | 3 |  |  | B2-B3 | 1E3SC6102LANOA3PPL18B2B3UG | RPM77701/02000 | Signal cable
Ericsson | 1E3SC6102LANOA3PPL18B2B3UG | KRC161797/1 | RADIO UNIT/Radio 2238 B8 B20 B28B | 3 |  |  | B2-B3 | 1E3SC6102LANOA3PPL18B2B3UG | KRC161797/1 | RADIO UNIT/Radio 2238 B8 B20 B28B
Ericsson | 1E3SC6102LANOA3PPL18B2B3UG | RNT44737/01 | Circular Power Connector DC-C (2 wire) | 3 |  |  | B2-B3 | 1E3SC6102LANOA3PPL18B2B3UG | RNT44737/01 | Circular Power Connector DC-C (2 wire)
Ericsson | 1E3SC6102LANOA3PPL18B2B3UG | RDH10265/2 | SFP+ SM 10.3Gb/s 1.4km 1310nm | 6 |  |  | B2-B3 | 1E3SC6102LANOA3PPL18B2B3UG | RDH10265/2 | SFP+ SM 10.3Gb/s 1.4km 1310nm
Ericsson | 1E3SC6102LANOA3PPL18B2B3UG | RDH10265/2 | SFP+ SM 10.3Gb/s 1.4km 1310nm | 6 |  |  | B2-B3 | 1E3SC6102LANOA3PPL18B2B3UG | RDH10265/2 | SFP+ SM 10.3Gb/s 1.4km 1310nm
Ericsson | 1E3SC6102LANOA3PPL18B2B3UG | KRC161777/1 | RADIO UNIT/Radio 4480B1B3 | 3 |  |  | B2-B3 | 1E3SC6102LANOA3PPL18B2B3UG | KRC161777/1 | RADIO UNIT/Radio 4480B1B3
Ericsson | 1E3SC6102LANOA3PPL18B2B3UG | RNT44737/01 | Circular Power Connector DC-C (2 wire) | 3 |  |  | B2-B3 | 1E3SC6102LANOA3PPL18B2B3UG | RNT44737/01 | Circular Power Connector DC-C (2 wire)
Ericsson | 1E3SC6102LANOA3PPL18B2B3UG | BKV106246/1 | Fan tray, 24 VDC, 2.0 A, 358x29x54 mm (Radio 4480) | 3 |  |  | B2-B3 | 1E3SC6102LANOA3PPL18B2B3UG | BKV106246/1 | Fan tray, 24 VDC, 2.0 A, 358x29x54 mm (Radio 4480)
Ericsson | 1E3SC6102LANOA3PPL18B2B3UG | RDH10265/2 | SFP+ SM 10.3Gb/s 1.4km 1310nm | 6 |  |  | B2-B3 | 1E3SC6102LANOA3PPL18B2B3UG | RDH10265/2 | SFP+ SM 10.3Gb/s 1.4km 1310nm
Ericsson | 1E3SC6102LANOA3PPL18B2B3UG | RDH10265/2 | SFP+ SM 10.3Gb/s 1.4km 1310nm | 6 |  |  | B2-B3 | 1E3SC6102LANOA3PPL18B2B3UG | RDH10265/2 | SFP+ SM 10.3Gb/s 1.4km 1310nm
Ericsson | 1E3SC6102LANOA3PPL18B2B3UG | NTM1011797/1 | SIU-02 power cable and connector | 1 |  |  | B2-B3 | 1E3SC6102LANOA3PPL18B2B3UG | NTM1011797/1 | SIU-02 power cable and connector
Ericsson | 1E3SC6102LANOA3PPL18B2B3UG | NFT30459/2 | Surge Protection Device, SPD -48V | 4 |  |  | B2-B3 | 1E3SC6102LANOA3PPL18B2B3UG | NFT30459/2 | Surge Protection Device, SPD -48V
Ericsson | 1E3SC6102LANOA3PPL18B2B3UG | RPM777193/01500 | CABLE WITH CONNECTOR/DC POWER CABLE | 4 |  |  | B2-B3 | 1E3SC6102LANOA3PPL18B2B3UG | RPM777193/01500 | CABLE WITH CONNECTOR/DC POWER CABLE
Ericsson | 1E3SC6102LANOA3PPL18B2B3UG | NFT30459/3 | Surge Protection Device, SPD -48V | 3 |  |  | B2-B3 | 1E3SC6102LANOA3PPL18B2B3UG | NFT30459/3 | Surge Protection Device, SPD -48V
Ericsson | 1E3SC6102LANOA3PPL18B2B3UG | RPM1192370/01500 | CABLE WITH CONNECTOR/DC POWER CABLE | 3 |  |  | B2-B3 | 1E3SC6102LANOA3PPL18B2B3UG | RPM1192370/01500 | CABLE WITH CONNECTOR/DC POWER CABLE
Ericsson | 1E3SC6102LANOA3PPL18B2B3UG | BMG980336/7 | PDU 01 04; Power Distribution Unit | 1 |  |  | B2-B3 | 1E3SC6102LANOA3PPL18B2B3UG | BMG980336/7 | PDU 01 04; Power Distribution Unit
Ericsson | 1E3SC6102LANOA3PPL18B2B3UG | RPM77701/00500 | CABLE WITH CONNECTOR/SIGNAL CABLE | 1 |  |  | B2-B3 | 1E3SC6102LANOA3PPL18B2B3UG | RPM77701/00500 | CABLE WITH CONNECTOR/SIGNAL CABLE
Ericsson | 1E3SC6102LANOA3PPL18B2B3UG | BML161184/1 | RECTIFIER/PSU AC 03; Power Supply Unit | 4 |  |  | B2-B3 | 1E3SC6102LANOA3PPL18B2B3UG | BML161184/1 | RECTIFIER/PSU AC 03; Power Supply Unit
Ericsson | 1E3SC6102LANOA3PPL18B2B3UG | BGK90118/2 | CONNECTION PANEL/SHU 02 01; Support HUB | 1 |  |  | B2-B3 | 1E3SC6102LANOA3PPL18B2B3UG | BGK90118/2 | CONNECTION PANEL/SHU 02 01; Support HUB
Ericsson | 1E3SC6102LANOA3PPL18B2B3UG | BMG980336/7 | DISTR. EQUIPMENT/PDU 01 04; Power Distribution Unit | 1 |  |  | B2-B3 | 1E3SC6102LANOA3PPL18B2B3UG | BMG980336/7 | DISTR. EQUIPMENT/PDU 01 04; Power Distribution Unit
Ericsson | 1E3SC6102LANOA3PPL18B2B3UG | SXK1252098/1 | PDU Cassette | 1 |  |  | B2-B3 | 1E3SC6102LANOA3PPL18B2B3UG | SXK1252098/1 | PDU Cassette
Ericsson | 1E3SC6102LANOA3PPL18B2B3UG | BGM136106/2 | PDU 03 02, Power Distribution | 1 |  |  | B2-B3 | 1E3SC6102LANOA3PPL18B2B3UG | BGM136106/2 | PDU 03 02, Power Distribution
Ericsson | 1E3SC6102LANOA3PPL18B2B3UG | NFS89973/6 | ECM 03 06; Electronic Circuit | 3 |  |  | B2-B3 | 1E3SC6102LANOA3PPL18B2B3UG | NFS89973/6 | ECM 03 06; Electronic Circuit
Ericsson | 1E3SC6102LANOA3PPL18B2B3UG | BMG980410/1 | DISTR. EQUIPMENT/BFU 01 03; Battery Fuse | 1 |  |  | B2-B3 | 1E3SC6102LANOA3PPL18B2B3UG | BMG980410/1 | DISTR. EQUIPMENT/BFU 01 03; Battery Fuse
Ericsson | 1E3SC6102LANOA3PPL18B2B3UG | BMG980390/10 | MAINS DISTR. UNIT/Optional AC-outlet | 1 |  |  | B2-B3 | 1E3SC6102LANOA3PPL18B2B3UG | BMG980390/10 | MAINS DISTR. UNIT/Optional AC-outlet
Ericsson | 1E3SC6102LANOA3PPL18B2B3UG | BML161184/1 | RECTIFIER/PSU AC 03; Power Supply Unit | 3 |  |  | B2-B3 | 1E3SC6102LANOA3PPL18B2B3UG | BML161184/1 | RECTIFIER/PSU AC 03; Power Supply Unit
Ericsson | 1E3SC6102LANOA3PPL18B2B3UG | NTM2013977/1 | SET OF MATERIALS/Screw set for expansion | 1 |  |  | B2-B3 | 1E3SC6102LANOA3PPL18B2B3UG | NTM2013977/1 | SET OF MATERIALS/Screw set for expansion
Ericsson | 1E3SC6102LANOA3PPL18B2B3UG | RPM77701/00500 | CABLE WITH CONNECTOR/SIGNAL CABLE | 3 |  |  | B2-B3 | 1E3SC6102LANOA3PPL18B2B3UG | RPM77701/00500 | CABLE WITH CONNECTOR/SIGNAL CABLE
Ericsson | 1E3SC6102LANOA3PPL18B2B3UG | RPM77701/00700 | CABLE WITH CONNECTOR/SIGNAL CABLE | 2 |  |  | B2-B3 | 1E3SC6102LANOA3PPL18B2B3UG | RPM77701/00700 | CABLE WITH CONNECTOR/SIGNAL CABLE
Ericsson | 1E3SC6102LANOA3PPL18B2B3UG | RPM77701/01000 | CABLE WITH CONNECTOR/SIGNAL CABLE | 1 |  |  | B2-B3 | 1E3SC6102LANOA3PPL18B2B3UG | RPM77701/01000 | CABLE WITH CONNECTOR/SIGNAL CABLE
Ericsson | 1E3SC6102LANOA3PPL18B2B3UG | RPM777270/01000 | CABLE WITH CONNECTOR/POWER CABLE | 3 |  |  | B2-B3 | 1E3SC6102LANOA3PPL18B2B3UG | RPM777270/01000 | CABLE WITH CONNECTOR/POWER CABLE
Ericsson | 1E3SC6102LANOA3PPL18B2B3UG | SXA1344414/1 | MECHANICAL COMPONENT/Air outlet plate | 1 |  |  | B2-B3 | 1E3SC6102LANOA3PPL18B2B3UG | SXA1344414/1 | MECHANICAL COMPONENT/Air outlet plate
Ericsson | 1E3SC6102LANOA3PPL18B2B3UG | SXA2153864/1 | MECHANICAL COMPONENT/Guide rail | 2 |  |  | B2-B3 | 1E3SC6102LANOA3PPL18B2B3UG | SXA2153864/1 | MECHANICAL COMPONENT/Guide rail
Ericsson | 1E3SC6102LANOA3PPL18B2B3UG | SXA2155276/1 | MECHANICAL COMPONENT/PLATE 19 Dummy (1U) | 1 |  |  | B2-B3 | 1E3SC6102LANOA3PPL18B2B3UG | SXA2155276/1 | MECHANICAL COMPONENT/PLATE 19 Dummy (1U)
Ericsson | 1E3SC6102LANOA3PPL18B2B3UG | SXK1091052/1 | ASSEMBLED PARTS/SHU holder | 1 |  |  | B2-B3 | 1E3SC6102LANOA3PPL18B2B3UG | SXK1091052/1 | ASSEMBLED PARTS/SHU holder
Ericsson | 1E3SC6102LANOA3PPL18B2B3UG | SXK1091102/1 | ASSEMBLED PARTS/½U dummy (19) | 1 |  |  | B2-B3 | 1E3SC6102LANOA3PPL18B2B3UG | SXK1091102/1 | ASSEMBLED PARTS/½U dummy (19)
Ericsson | 1E3SC6102LANOA3PPL18B2B3UG | SXK1091601/1 | ASSEMBLED PARTS/Airplate Low flow | 1 |  |  | B2-B3 | 1E3SC6102LANOA3PPL18B2B3UG | SXK1091601/1 | ASSEMBLED PARTS/Airplate Low flow
Ericsson | 1E3SC6102LANOA3PPL18B2B3UG | SXK1091601/2 | ASSEMBLED PARTS/Airplate Medium flow | 1 |  |  | B2-B3 | 1E3SC6102LANOA3PPL18B2B3UG | SXK1091601/2 | ASSEMBLED PARTS/Airplate Medium flow
Ericsson | 1E3SC6102LANOA3PPL18B2B3UG | SXK1098115/1 | ASSEMBLED PARTS/Power subrack | 1 |  |  | B2-B3 | 1E3SC6102LANOA3PPL18B2B3UG | SXK1098115/1 | ASSEMBLED PARTS/Power subrack
Ericsson | 1E3SC6102LANOA3PPL18B2B3UG | SXK1098257/1 | DUMMY/Dummy unit (Power Subrack) | 4 |  |  | B2-B3 | 1E3SC6102LANOA3PPL18B2B3UG | SXK1098257/1 | DUMMY/Dummy unit (Power Subrack)
Ericsson | E3SC6102LANOA3PPL18B2B3UG | KDV127621/11 | Baseband 6630 with fan | 1 |  |  | B2-B3 | E3SC6102LANOA3PPL18B2B3UG | KDV127621/11 | Baseband 6630 with fan
Ericsson | E3SC6102LANOA3PPL18B2B3UG | RPM777526/02000 | ET Power cable | 3 |  |  | B2-B3 | E3SC6102LANOA3PPL18B2B3UG | RPM777526/02000 | ET Power cable
Ericsson | E3SC6102LANOA3PPL18B2B3UG | RPM777567/05000 | Grounding Cable | 1 |  |  | B2-B3 | E3SC6102LANOA3PPL18B2B3UG | RPM777567/05000 | Grounding Cable
Ericsson | E3SC6102LANOA3PPL18B2B3UG | SXK1253086/1 | Cable guide | 1 |  |  | B2-B3 | E3SC6102LANOA3PPL18B2B3UG | SXK1253086/1 | Cable guide
Ericsson | E3SC6102LANOA3PPL18B2B3UG | RPM77701/02000 | Signal cable | 3 |  |  | B2-B3 | E3SC6102LANOA3PPL18B2B3UG | RPM77701/02000 | Signal cable
Ericsson | E3SC6102LANOA3PPL18B2B3UG | KRC161797/1 | RADIO UNIT/Radio 2238 B8 B20 B28B | 3 |  |  | B2-B3 | E3SC6102LANOA3PPL18B2B3UG | KRC161797/1 | RADIO UNIT/Radio 2238 B8 B20 B28B
Ericsson | E3SC6102LANOA3PPL18B2B3UG | RNT44737/01 | Circular Power Connector DC-C (2 wire) | 3 |  |  | B2-B3 | E3SC6102LANOA3PPL18B2B3UG | RNT44737/01 | Circular Power Connector DC-C (2 wire)
Ericsson | E3SC6102LANOA3PPL18B2B3UG | RDH10265/2 | SFP+ SM 10.3Gb/s 1.4km 1310nm | 6 |  |  | B2-B3 | E3SC6102LANOA3PPL18B2B3UG | RDH10265/2 | SFP+ SM 10.3Gb/s 1.4km 1310nm
Ericsson | E3SC6102LANOA3PPL18B2B3UG | RDH10265/2 | SFP+ SM 10.3Gb/s 1.4km 1310nm | 6 |  |  | B2-B3 | E3SC6102LANOA3PPL18B2B3UG | RDH10265/2 | SFP+ SM 10.3Gb/s 1.4km 1310nm
Ericsson | E3SC6102LANOA3PPL18B2B3UG | KRC161777/1 | RADIO UNIT/Radio 4480B1B3 | 3 |  |  | B2-B3 | E3SC6102LANOA3PPL18B2B3UG | KRC161777/1 | RADIO UNIT/Radio 4480B1B3
Ericsson | E3SC6102LANOA3PPL18B2B3UG | RNT44737/01 | Circular Power Connector DC-C (2 wire) | 3 |  |  | B2-B3 | E3SC6102LANOA3PPL18B2B3UG | RNT44737/01 | Circular Power Connector DC-C (2 wire)
Ericsson | E3SC6102LANOA3PPL18B2B3UG | BKV106246/1 | Fan tray, 24 VDC, 2.0 A, 358x29x54 mm (Radio 4480) | 3 |  |  | B2-B3 | E3SC6102LANOA3PPL18B2B3UG | BKV106246/1 | Fan tray, 24 VDC, 2.0 A, 358x29x54 mm (Radio 4480)
Ericsson | E3SC6102LANOA3PPL18B2B3UG | RDH10265/2 | SFP+ SM 10.3Gb/s 1.4km 1310nm | 6 |  |  | B2-B3 | E3SC6102LANOA3PPL18B2B3UG | RDH10265/2 | SFP+ SM 10.3Gb/s 1.4km 1310nm
Ericsson | E3SC6102LANOA3PPL18B2B3UG | RDH10265/2 | SFP+ SM 10.3Gb/s 1.4km 1310nm | 6 |  |  | B2-B3 | E3SC6102LANOA3PPL18B2B3UG | RDH10265/2 | SFP+ SM 10.3Gb/s 1.4km 1310nm
Ericsson | E3SC6102LANOA3PPL18B2B3UG | NTM1011797/1 | SIU-02 power cable and connector | 1 |  |  | B2-B3 | E3SC6102LANOA3PPL18B2B3UG | NTM1011797/1 | SIU-02 power cable and connector
Ericsson | E3SC6102LANOA3PPL18B2B3UG | NFT30459/2 | Surge Protection Device, SPD -48V | 4 |  |  | B2-B3 | E3SC6102LANOA3PPL18B2B3UG | NFT30459/2 | Surge Protection Device, SPD -48V
Ericsson | E3SC6102LANOA3PPL18B2B3UG | RPM777193/01500 | CABLE WITH CONNECTOR/DC POWER CABLE | 4 |  |  | B2-B3 | E3SC6102LANOA3PPL18B2B3UG | RPM777193/01500 | CABLE WITH CONNECTOR/DC POWER CABLE
Ericsson | E3SC6102LANOA3PPL18B2B3UG | NFT30459/3 | Surge Protection Device, SPD -48V | 3 |  |  | B2-B3 | E3SC6102LANOA3PPL18B2B3UG | NFT30459/3 | Surge Protection Device, SPD -48V
Ericsson | E3SC6102LANOA3PPL18B2B3UG | RPM1192370/01500 | CABLE WITH CONNECTOR/DC POWER CABLE | 3 |  |  | B2-B3 | E3SC6102LANOA3PPL18B2B3UG | RPM1192370/01500 | CABLE WITH CONNECTOR/DC POWER CABLE
Ericsson | E3SC6102LANOA3PPL18B2B3UG | BMG980336/7 | PDU 01 04; Power Distribution Unit | 1 |  |  | B2-B3 | E3SC6102LANOA3PPL18B2B3UG | BMG980336/7 | PDU 01 04; Power Distribution Unit
Ericsson | E3SC6102LANOA3PPL18B2B3UG | RPM77701/00500 | CABLE WITH CONNECTOR/SIGNAL CABLE | 1 |  |  | B2-B3 | E3SC6102LANOA3PPL18B2B3UG | RPM77701/00500 | CABLE WITH CONNECTOR/SIGNAL CABLE
Ericsson | E3SC6102LANOA3PPL18B2B3UG | BML161184/1 | RECTIFIER/PSU AC 03; Power Supply Unit | 4 |  |  | B2-B3 | E3SC6102LANOA3PPL18B2B3UG | BML161184/1 | RECTIFIER/PSU AC 03; Power Supply Unit
Ericsson | E3SC6102LANOA3PPL18B2B3UG | BGK90118/2 | CONNECTION PANEL/SHU 02 01; Support HUB | 1 |  |  | B2-B3 | E3SC6102LANOA3PPL18B2B3UG | BGK90118/2 | CONNECTION PANEL/SHU 02 01; Support HUB
Ericsson | E3SC6102LANOA3PPL18B2B3UG | BMG980336/7 | DISTR. EQUIPMENT/PDU 01 04; Power Distribution Unit | 1 |  |  | B2-B3 | E3SC6102LANOA3PPL18B2B3UG | BMG980336/7 | DISTR. EQUIPMENT/PDU 01 04; Power Distribution Unit
Ericsson | E3SC6102LANOA3PPL18B2B3UG | SXK1252098/1 | PDU Cassette | 1 |  |  | B2-B3 | E3SC6102LANOA3PPL18B2B3UG | SXK1252098/1 | PDU Cassette
Ericsson | E3SC6102LANOA3PPL18B2B3UG | BGM136106/2 | PDU 03 02, Power Distribution | 1 |  |  | B2-B3 | E3SC6102LANOA3PPL18B2B3UG | BGM136106/2 | PDU 03 02, Power Distribution
Ericsson | E3SC6102LANOA3PPL18B2B3UG | NFS89973/6 | ECM 03 06; Electronic Circuit | 3 |  |  | B2-B3 | E3SC6102LANOA3PPL18B2B3UG | NFS89973/6 | ECM 03 06; Electronic Circuit
Ericsson | E3SC6102LANOA3PPL18B2B3UG | BMG980410/1 | DISTR. EQUIPMENT/BFU 01 03; Battery Fuse | 1 |  |  | B2-B3 | E3SC6102LANOA3PPL18B2B3UG | BMG980410/1 | DISTR. EQUIPMENT/BFU 01 03; Battery Fuse
Ericsson | E3SC6102LANOA3PPL18B2B3UG | BMG980390/10 | MAINS DISTR. UNIT/Optional AC-outlet | 1 |  |  | B2-B3 | E3SC6102LANOA3PPL18B2B3UG | BMG980390/10 | MAINS DISTR. UNIT/Optional AC-outlet
Ericsson | E3SC6102LANOA3PPL18B2B3UG | BML161184/1 | RECTIFIER/PSU AC 03; Power Supply Unit | 3 |  |  | B2-B3 | E3SC6102LANOA3PPL18B2B3UG | BML161184/1 | RECTIFIER/PSU AC 03; Power Supply Unit
Ericsson | E3SC6102LANOA3PPL18B2B3UG | NTM2013977/1 | SET OF MATERIALS/Screw set for expansion | 1 |  |  | B2-B3 | E3SC6102LANOA3PPL18B2B3UG | NTM2013977/1 | SET OF MATERIALS/Screw set for expansion
Ericsson | E3SC6102LANOA3PPL18B2B3UG | RPM77701/00500 | CABLE WITH CONNECTOR/SIGNAL CABLE | 3 |  |  | B2-B3 | E3SC6102LANOA3PPL18B2B3UG | RPM77701/00500 | CABLE WITH CONNECTOR/SIGNAL CABLE
Ericsson | E3SC6102LANOA3PPL18B2B3UG | RPM77701/00700 | CABLE WITH CONNECTOR/SIGNAL CABLE | 2 |  |  | B2-B3 | E3SC6102LANOA3PPL18B2B3UG | RPM77701/00700 | CABLE WITH CONNECTOR/SIGNAL CABLE
Ericsson | E3SC6102LANOA3PPL18B2B3UG | RPM77701/01000 | CABLE WITH CONNECTOR/SIGNAL CABLE | 1 |  |  | B2-B3 | E3SC6102LANOA3PPL18B2B3UG | RPM77701/01000 | CABLE WITH CONNECTOR/SIGNAL CABLE
Ericsson | E3SC6102LANOA3PPL18B2B3UG | RPM777270/01000 | CABLE WITH CONNECTOR/POWER CABLE | 3 |  |  | B2-B3 | E3SC6102LANOA3PPL18B2B3UG | RPM777270/01000 | CABLE WITH CONNECTOR/POWER CABLE
Ericsson | E3SC6102LANOA3PPL18B2B3UG | SXA1344414/1 | MECHANICAL COMPONENT/Air outlet plate | 1 |  |  | B2-B3 | E3SC6102LANOA3PPL18B2B3UG | SXA1344414/1 | MECHANICAL COMPONENT/Air outlet plate
Ericsson | E3SC6102LANOA3PPL18B2B3UG | SXA2153864/1 | MECHANICAL COMPONENT/Guide rail | 2 |  |  | B2-B3 | E3SC6102LANOA3PPL18B2B3UG | SXA2153864/1 | MECHANICAL COMPONENT/Guide rail
Ericsson | E3SC6102LANOA3PPL18B2B3UG | SXA2155276/1 | MECHANICAL COMPONENT/PLATE 19 Dummy (1U) | 1 |  |  | B2-B3 | E3SC6102LANOA3PPL18B2B3UG | SXA2155276/1 | MECHANICAL COMPONENT/PLATE 19 Dummy (1U)
Ericsson | E3SC6102LANOA3PPL18B2B3UG | SXK1091052/1 | ASSEMBLED PARTS/SHU holder | 1 |  |  | B2-B3 | E3SC6102LANOA3PPL18B2B3UG | SXK1091052/1 | ASSEMBLED PARTS/SHU holder
Ericsson | E3SC6102LANOA3PPL18B2B3UG | SXK1091102/1 | ASSEMBLED PARTS/½U dummy (19) | 1 |  |  | B2-B3 | E3SC6102LANOA3PPL18B2B3UG | SXK1091102/1 | ASSEMBLED PARTS/½U dummy (19)
Ericsson | E3SC6102LANOA3PPL18B2B3UG | SXK1091601/1 | ASSEMBLED PARTS/Airplate Low flow | 1 |  |  | B2-B3 | E3SC6102LANOA3PPL18B2B3UG | SXK1091601/1 | ASSEMBLED PARTS/Airplate Low flow
Ericsson | E3SC6102LANOA3PPL18B2B3UG | SXK1091601/2 | ASSEMBLED PARTS/Airplate Medium flow | 1 |  |  | B2-B3 | E3SC6102LANOA3PPL18B2B3UG | SXK1091601/2 | ASSEMBLED PARTS/Airplate Medium flow
Ericsson | E3SC6102LANOA3PPL18B2B3UG | SXK1098115/1 | ASSEMBLED PARTS/Power subrack | 1 |  |  | B2-B3 | E3SC6102LANOA3PPL18B2B3UG | SXK1098115/1 | ASSEMBLED PARTS/Power subrack
Ericsson | E3SC6102LANOA3PPL18B2B3UG | SXK1098257/1 | DUMMY/Dummy unit (Power Subrack) | 4 |  |  | B2-B3 | E3SC6102LANOA3PPL18B2B3UG | SXK1098257/1 | DUMMY/Dummy unit (Power Subrack)
Ericsson | 1E3SC6102OARET1CB2B3UG | KRC161635/1 | RADIO UNIT/Radio 4415 B1 | 3 |  |  | B2-B3 | 1E3SC6102OARET1CB2B3UG | KRC161635/1 | RADIO UNIT/Radio 4415 B1
Ericsson | 1E3SC6102OARET1CB2B3UG | RNT44737/01 | Circular Power Connector DC-C (2 wire) | 3 |  |  | B2-B3 | 1E3SC6102OARET1CB2B3UG | RNT44737/01 | Circular Power Connector DC-C (2 wire)
Ericsson | 1E3SC6102OARET1CB2B3UG | RDH10265/2 | SFP+ SM 10.3Gb/s 1.4km 1310nm | 6 |  |  | B2-B3 | 1E3SC6102OARET1CB2B3UG | RDH10265/2 | SFP+ SM 10.3Gb/s 1.4km 1310nm
Ericsson | 1E3SC6102OARET1CB2B3UG | RDH10265/2 | SFP+ SM 10.3Gb/s 1.4km 1310nm | 6 |  |  | B2-B3 | 1E3SC6102OARET1CB2B3UG | RDH10265/2 | SFP+ SM 10.3Gb/s 1.4km 1310nm
Ericsson | 1E3SC6102OARET1CB2B3UG | SXA1342193/1 | MECHANICAL COMPONENT/Dummy 62 | 1 |  |  | B2-B3 | 1E3SC6102OARET1CB2B3UG | SXA1342193/1 | MECHANICAL COMPONENT/Dummy 62
Ericsson | 1E3SC6102OARET1CL18B2B3UG | KRC161635/1 | RADIO UNIT/Radio 4415 B1 | 3 |  |  | B2-B3 | 1E3SC6102OARET1CL18B2B3UG | KRC161635/1 | RADIO UNIT/Radio 4415 B1
Ericsson | 1E3SC6102OARET1CL18B2B3UG | RNT44737/01 | Circular Power Connector DC-C (2 wire) | 3 |  |  | B2-B3 | 1E3SC6102OARET1CL18B2B3UG | RNT44737/01 | Circular Power Connector DC-C (2 wire)
Ericsson | 1E3SC6102OARET1CL18B2B3UG | RDH10265/2 | SFP+ SM 10.3Gb/s 1.4km 1310nm | 6 |  |  | B2-B3 | 1E3SC6102OARET1CL18B2B3UG | RDH10265/2 | SFP+ SM 10.3Gb/s 1.4km 1310nm
Ericsson | 1E3SC6102OARET1CL18B2B3UG | RDH10265/2 | SFP+ SM 10.3Gb/s 1.4km 1310nm | 6 |  |  | B2-B3 | 1E3SC6102OARET1CL18B2B3UG | RDH10265/2 | SFP+ SM 10.3Gb/s 1.4km 1310nm
Ericsson | 1E3SC6102OARET1CL18B2B3UG | SXA1342193/1 | MECHANICAL COMPONENT/Dummy 62 | 1 |  |  | B2-B3 | 1E3SC6102OARET1CL18B2B3UG | SXA1342193/1 | MECHANICAL COMPONENT/Dummy 62
Ericsson | E3SC6102OARET1CB2B3UG | KRC161635/1 | RADIO UNIT/Radio 4415 B1 | 3 |  |  | B2-B3 | E3SC6102OARET1CB2B3UG | KRC161635/1 | RADIO UNIT/Radio 4415 B1
Ericsson | E3SC6102OARET1CB2B3UG | RNT44737/01 | Circular Power Connector DC-C (2 wire) | 3 |  |  | B2-B3 | E3SC6102OARET1CB2B3UG | RNT44737/01 | Circular Power Connector DC-C (2 wire)
Ericsson | E3SC6102OARET1CB2B3UG | RDH10265/2 | SFP+ SM 10.3Gb/s 1.4km 1310nm | 6 |  |  | B2-B3 | E3SC6102OARET1CB2B3UG | RDH10265/2 | SFP+ SM 10.3Gb/s 1.4km 1310nm
Ericsson | E3SC6102OARET1CB2B3UG | RDH10265/2 | SFP+ SM 10.3Gb/s 1.4km 1310nm | 6 |  |  | B2-B3 | E3SC6102OARET1CB2B3UG | RDH10265/2 | SFP+ SM 10.3Gb/s 1.4km 1310nm
Ericsson | E3SC6102OARET1CB2B3UG | SXA1342193/1 | MECHANICAL COMPONENT/Dummy 62 | 1 |  |  | B2-B3 | E3SC6102OARET1CB2B3UG | SXA1342193/1 | MECHANICAL COMPONENT/Dummy 62
Ericsson | E3SC6102OARET1CL18B2B3UG | KRC161635/1 | RADIO UNIT/Radio 4415 B1 | 3 |  |  | B2-B3 | E3SC6102OARET1CL18B2B3UG | KRC161635/1 | RADIO UNIT/Radio 4415 B1
Ericsson | E3SC6102OARET1CL18B2B3UG | RNT44737/01 | Circular Power Connector DC-C (2 wire) | 3 |  |  | B2-B3 | E3SC6102OARET1CL18B2B3UG | RNT44737/01 | Circular Power Connector DC-C (2 wire)
Ericsson | E3SC6102OARET1CL18B2B3UG | RDH10265/2 | SFP+ SM 10.3Gb/s 1.4km 1310nm | 6 |  |  | B2-B3 | E3SC6102OARET1CL18B2B3UG | RDH10265/2 | SFP+ SM 10.3Gb/s 1.4km 1310nm
Ericsson | E3SC6102OARET1CL18B2B3UG | RDH10265/2 | SFP+ SM 10.3Gb/s 1.4km 1310nm | 6 |  |  | B2-B3 | E3SC6102OARET1CL18B2B3UG | RDH10265/2 | SFP+ SM 10.3Gb/s 1.4km 1310nm
Ericsson | E3SC6102OARET1CL18B2B3UG | SXA1342193/1 | MECHANICAL COMPONENT/Dummy 62 | 1 |  |  | B2-B3 | E3SC6102OARET1CL18B2B3UG | SXA1342193/1 | MECHANICAL COMPONENT/Dummy 62
Ericsson | 1E2SC6102OARET1CB2B3UG | KRC161635/1 | RADIO UNIT/Radio 4415 B1 | 2 |  |  | B2-B3 | 1E2SC6102OARET1CB2B3UG | KRC161635/1 | RADIO UNIT/Radio 4415 B1
Ericsson | 1E2SC6102OARET1CB2B3UG | RNT44737/01 | Circular Power Connector DC-C (2 wire) | 2 |  |  | B2-B3 | 1E2SC6102OARET1CB2B3UG | RNT44737/01 | Circular Power Connector DC-C (2 wire)
Ericsson | 1E2SC6102OARET1CB2B3UG | RDH10265/2 | SFP+ SM 10.3Gb/s 1.4km 1310nm | 4 |  |  | B2-B3 | 1E2SC6102OARET1CB2B3UG | RDH10265/2 | SFP+ SM 10.3Gb/s 1.4km 1310nm
Ericsson | 1E2SC6102OARET1CB2B3UG | RDH10265/2 | SFP+ SM 10.3Gb/s 1.4km 1310nm | 4 |  |  | B2-B3 | 1E2SC6102OARET1CB2B3UG | RDH10265/2 | SFP+ SM 10.3Gb/s 1.4km 1310nm
Ericsson | 1E2SC6102OARET1CB2B3UG | SXA1342193/1 | MECHANICAL COMPONENT/Dummy 62 | 1 |  |  | B2-B3 | 1E2SC6102OARET1CB2B3UG | SXA1342193/1 | MECHANICAL COMPONENT/Dummy 62
Ericsson | E2SC6102OARET1CB2B3UG | KRC161635/1 | RADIO UNIT/Radio 4415 B1 | 2 |  |  | B2-B3 | E2SC6102OARET1CB2B3UG | KRC161635/1 | RADIO UNIT/Radio 4415 B1
Ericsson | E2SC6102OARET1CB2B3UG | RNT44737/01 | Circular Power Connector DC-C (2 wire) | 2 |  |  | B2-B3 | E2SC6102OARET1CB2B3UG | RNT44737/01 | Circular Power Connector DC-C (2 wire)
Ericsson | E2SC6102OARET1CB2B3UG | RDH10265/2 | SFP+ SM 10.3Gb/s 1.4km 1310nm | 4 |  |  | B2-B3 | E2SC6102OARET1CB2B3UG | RDH10265/2 | SFP+ SM 10.3Gb/s 1.4km 1310nm
Ericsson | E2SC6102OARET1CB2B3UG | RDH10265/2 | SFP+ SM 10.3Gb/s 1.4km 1310nm | 4 |  |  | B2-B3 | E2SC6102OARET1CB2B3UG | RDH10265/2 | SFP+ SM 10.3Gb/s 1.4km 1310nm
Ericsson | E2SC6102OARET1CB2B3UG | SXA1342193/1 | MECHANICAL COMPONENT/Dummy 62 | 1 |  |  | B2-B3 | E2SC6102OARET1CB2B3UG | SXA1342193/1 | MECHANICAL COMPONENT/Dummy 62
Ericsson | 1E3ST6201IDRUSB2B3UG | SXA1342193/1 | MECHANICAL COMPONENT/Dummy 62 | 3 |  |  | B2-B3 | 1E3ST6201IDRUSB2B3UG | SXA1342193/1 | MECHANICAL COMPONENT/Dummy 62
Ericsson | 1E3ST6201IDRUSB2B3UG | SXA1344944/1 | AIR PLATE/Air Plate RF Shelf | 1 |  |  | B2-B3 | 1E3ST6201IDRUSB2B3UG | SXA1344944/1 | AIR PLATE/Air Plate RF Shelf
Ericsson | 1E3ST6102OARUSB2B3UG | SXA1342193/1 | MECHANICAL COMPONENT/Dummy 62 | 3 |  |  | B2-B3 | 1E3ST6102OARUSB2B3UG | SXA1342193/1 | MECHANICAL COMPONENT/Dummy 62
Ericsson | 1E3ST6102OARUSB2B3UG | SXA1344944/1 | AIR PLATE/Air Plate RF Shelf | 1 |  |  | B2-B3 | 1E3ST6102OARUSB2B3UG | SXA1344944/1 | AIR PLATE/Air Plate RF Shelf
Ericsson | 1E3ST6201IDRUSB2B3UGNOL18 | SXA1342193/2 | MECHANICAL COMPONENT/Dummy 31 | 2 |  |  | B2-B3 | 1E3ST6201IDRUSB2B3UGNOL18 | SXA1342193/2 | MECHANICAL COMPONENT/Dummy 31
Ericsson | 1E3ST6201IDRUSB2B3UGNOL18 | NTB1010327/2 | Subrack kit | 1 |  |  | B2-B3 | 1E3ST6201IDRUSB2B3UGNOL18 | NTB1010327/2 | Subrack kit
Ericsson | 1E3ST6201IDRUSB2B3UGNOL18 | NTB1010326/2 | Frame kit (only for 6201) | 1 |  |  | B2-B3 | 1E3ST6201IDRUSB2B3UGNOL18 | NTB1010326/2 | Frame kit (only for 6201)
Ericsson | 1E3ST6201IDRUSB2B3UGNOL18 | RPM777034/00550 | EARTH CABLE M6 (dual) cable lug to M6 cable lug | 3 |  |  | B2-B3 | 1E3ST6201IDRUSB2B3UGNOL18 | RPM777034/00550 | EARTH CABLE M6 (dual) cable lug to M6 cable lug
Ericsson | 1E3ST6201IDRUSB2B3UGNOL18 | RPM777583/01000 | DC Power cable | 3 |  |  | B2-B3 | 1E3ST6201IDRUSB2B3UGNOL18 | RPM777583/01000 | DC Power cable
Ericsson | 1E3ST6201IDRUSB2B3UGNOL18 | SXA2151177/1 | Cable shelf 0.5U | 2 |  |  | B2-B3 | 1E3ST6201IDRUSB2B3UGNOL18 | SXA2151177/1 | Cable shelf 0.5U
Ericsson | 1E3ST6201IDRUSB2B3UGNOL18 | SXA2151640/2 | 9U shelf plate | 1 |  |  | B2-B3 | 1E3ST6201IDRUSB2B3UGNOL18 | SXA2151640/2 | 9U shelf plate
Ericsson | 1E3ST6201IDRUSB2B3UGNOL18 | SXA2151171/1 | Air resistor 0.5U | 1 |  |  | B2-B3 | 1E3ST6201IDRUSB2B3UGNOL18 | SXA2151171/1 | Air resistor 0.5U
Ericsson | 1E3ST6201IDRUSB2B3UGNOL18 | SXA1060148/3 | Air resistor for upper blank (for radio 2217 all bands) | 3 |  |  | B2-B3 | 1E3ST6201IDRUSB2B3UGNOL18 | SXA1060148/3 | Air resistor for upper blank (for radio 2217 all bands)
Ericsson | 1E3ST6201IDRUSB2B3UGNOL18 | BMG980336/7 | PDU 01 04; Power Distribution Unit | 1 |  |  | B2-B3 | 1E3ST6201IDRUSB2B3UGNOL18 | BMG980336/7 | PDU 01 04; Power Distribution Unit
Ericsson | 1E3ST6201IDRUSB2B3UGNOL18 | SXK1252029/3 | 1.5 U power sub rack | 1 |  |  | B2-B3 | 1E3ST6201IDRUSB2B3UGNOL18 | SXK1252029/3 | 1.5 U power sub rack
Ericsson | 1E3ST6201IDRUSB2B3UGNOL18 | SXK111539/1 | M6 kit | 1 |  |  | B2-B3 | 1E3ST6201IDRUSB2B3UGNOL18 | SXK111539/1 | M6 kit
Ericsson | 1E3ST6201IDRUSB2B3UGNOL18 | SXA2152667/4 | 1.5U power rack shelf1 left | 1 |  |  | B2-B3 | 1E3ST6201IDRUSB2B3UGNOL18 | SXA2152667/4 | 1.5U power rack shelf1 left
Ericsson | 1E3ST6201IDRUSB2B3UGNOL18 | SXA2152668/4 | 1.5U power rack shelf1 right | 1 |  |  | B2-B3 | 1E3ST6201IDRUSB2B3UGNOL18 | SXA2152668/4 | 1.5U power rack shelf1 right
Ericsson | 1E3ST6201IDRUSB2B3UGNOL18 | BMG980392/1 | PCU DC 08 | 1 |  |  | B2-B3 | 1E3ST6201IDRUSB2B3UGNOL18 | BMG980392/1 | PCU DC 08
Ericsson | 1E3ST6201IDRUSB2B3UGNOL18 | RPM77718/00350 | Power cable | 1 |  |  | B2-B3 | 1E3ST6201IDRUSB2B3UGNOL18 | RPM77718/00350 | Power cable
Ericsson | 1E3ST6201IDRUSB2B3UGNOL18 | SXK1098257/1 | Unit dummy | 1 |  |  | B2-B3 | 1E3ST6201IDRUSB2B3UGNOL18 | SXK1098257/1 | Unit dummy
Ericsson | 1E3ST6201IDRUSB2B3UGNOL18 | RPM2533512/2000 | CPRI DU-RRU | 6 |  |  | B2-B3 | 1E3ST6201IDRUSB2B3UGNOL18 | RPM2533512/2000 | CPRI DU-RRU
Ericsson | 1E3ST6201IDRUSB2B3UGNOL18 | SDF111320/2 | Connector sleeve | 1 |  |  | B2-B3 | 1E3ST6201IDRUSB2B3UGNOL18 | SDF111320/2 | Connector sleeve
Ericsson | 1E3ST6102OARUSB2B3UGNOL18 | SXA1342193/2 | MECHANICAL COMPONENT/Dummy 31 | 2 |  |  | B2-B3 | 1E3ST6102OARUSB2B3UGNOL18 | SXA1342193/2 | MECHANICAL COMPONENT/Dummy 31
Ericsson | 1E3ST6102OARUSB2B3UGNOL18 | NTB1010327/2 | Subrack kit | 1 |  |  | B2-B3 | 1E3ST6102OARUSB2B3UGNOL18 | NTB1010327/2 | Subrack kit
Ericsson | 1E3ST6102OARUSB2B3UGNOL18 | SXA1344944/1 | AIR PLATE/Air Plate RF Shelf | 1 |  |  | B2-B3 | 1E3ST6102OARUSB2B3UGNOL18 | SXA1344944/1 | AIR PLATE/Air Plate RF Shelf
Ericsson | 1E3ST6102OARUSB2B3UGNOL18 | RPM2533512/2000 | CPRI DU-RRU | 6 |  |  | B2-B3 | 1E3ST6102OARUSB2B3UGNOL18 | RPM2533512/2000 | CPRI DU-RRU
Ericsson | 1E3ST6102OARUSB2B3UGNOL18 | RPM777034/00550 | EARTH CABLE M6 (dual) cable lug to M6 cable lug | 3 |  |  | B2-B3 | 1E3ST6102OARUSB2B3UGNOL18 | RPM777034/00550 | EARTH CABLE M6 (dual) cable lug to M6 cable lug
Ericsson | 1E3ST6102OARUSB2B3UGNOL18 | RPM777583/01000 | DC Power cable | 3 |  |  | B2-B3 | 1E3ST6102OARUSB2B3UGNOL18 | RPM777583/01000 | DC Power cable
Ericsson | 1E3ST6102OARUSB2B3UGNOL18 | SXA1060148/3 | Air resistor for upper blank (for radio 2217 all bands) | 3 |  |  | B2-B3 | 1E3ST6102OARUSB2B3UGNOL18 | SXA1060148/3 | Air resistor for upper blank (for radio 2217 all bands)
Ericsson | 1E3ST6102OARUSB2B3UGNOL18 | BMG980336/7 | PDU 01 04; Power Distribution Unit | 1 |  |  | B2-B3 | 1E3ST6102OARUSB2B3UGNOL18 | BMG980336/7 | PDU 01 04; Power Distribution Unit
Ericsson | 1E3ST6102OARUSB2B3UGNOL18 | RPM77701/00500 | CABLE WITH CONNECTOR/SIGNAL CABLE | 1 |  |  | B2-B3 | 1E3ST6102OARUSB2B3UGNOL18 | RPM77701/00500 | CABLE WITH CONNECTOR/SIGNAL CABLE
Ericsson | 1E3SCULNR61023PPOAB2B3UG | KRC161635/1 | RADIO UNIT/Radio 4415 B1 | 3 |  |  | B2-B3 | 1E3SCULNR61023PPOAB2B3UG | KRC161635/1 | RADIO UNIT/Radio 4415 B1
Ericsson | 1E3SCULNR61023PPOAB2B3UG | RNT44737/01 | Circular Power Connector DC-C (2 wire) | 3 |  |  | B2-B3 | 1E3SCULNR61023PPOAB2B3UG | RNT44737/01 | Circular Power Connector DC-C (2 wire)
Ericsson | 1E3SCULNR61023PPOAB2B3UG | RDH10265/2 | SFP+ SM 10.3Gb/s 1.4km 1310nm | 6 |  |  | B2-B3 | 1E3SCULNR61023PPOAB2B3UG | RDH10265/2 | SFP+ SM 10.3Gb/s 1.4km 1310nm
Ericsson | 1E3SCULNR61023PPOAB2B3UG | RDH10265/2 | SFP+ SM 10.3Gb/s 1.4km 1310nm | 6 |  |  | B2-B3 | 1E3SCULNR61023PPOAB2B3UG | RDH10265/2 | SFP+ SM 10.3Gb/s 1.4km 1310nm
Ericsson | 1E3SCULNR61023PPOAB2B3UG | NTB1010230/1 | Radio Fan unit | 3 |  |  | B2-B3 | 1E3SCULNR61023PPOAB2B3UG | NTB1010230/1 | Radio Fan unit
Ericsson | 1E3SCUU2161023PPOAB2B3UG | KRC161635/1 | RADIO UNIT/Radio 4415 B1 | 3 |  |  | B2-B3 | 1E3SCUU2161023PPOAB2B3UG | KRC161635/1 | RADIO UNIT/Radio 4415 B1
Ericsson | 1E3SCUU2161023PPOAB2B3UG | RNT44737/01 | Circular Power Connector DC-C (2 wire) | 3 |  |  | B2-B3 | 1E3SCUU2161023PPOAB2B3UG | RNT44737/01 | Circular Power Connector DC-C (2 wire)
Ericsson | 1E3SCUU2161023PPOAB2B3UG | RDH10265/2 | SFP+ SM 10.3Gb/s 1.4km 1310nm | 6 |  |  | B2-B3 | 1E3SCUU2161023PPOAB2B3UG | RDH10265/2 | SFP+ SM 10.3Gb/s 1.4km 1310nm
Ericsson | 1E3SCUU2161023PPOAB2B3UG | RDH10265/2 | SFP+ SM 10.3Gb/s 1.4km 1310nm | 6 |  |  | B2-B3 | 1E3SCUU2161023PPOAB2B3UG | RDH10265/2 | SFP+ SM 10.3Gb/s 1.4km 1310nm
Ericsson | 1E3SCUU2161023PPOAB2B3UG | NTB1010230/1 | Radio Fan unit | 3 |  |  | B2-B3 | 1E3SCUU2161023PPOAB2B3UG | NTB1010230/1 | Radio Fan unit
TEF | 1E3STUU216102OAB2B3UG | KRC161635/1 | RADIO UNIT/Radio 4415 B1 | 3 |  |  | B2-B3 | 1E3STUU216102OAB2B3UG | KRC161635/1 | RADIO UNIT/Radio 4415 B1
TEF | 1E3STUU216102OAB2B3UG | RNT44737/01 | Circular Power Connector DC-C (2 wire) | 3 |  |  | B2-B3 | 1E3STUU216102OAB2B3UG | RNT44737/01 | Circular Power Connector DC-C (2 wire)
TEF | 1E3STUU216102OAB2B3UG | RDH10265/2 | SFP+ SM 10.3Gb/s 1.4km 1310nm | 6 |  |  | B2-B3 | 1E3STUU216102OAB2B3UG | RDH10265/2 | SFP+ SM 10.3Gb/s 1.4km 1310nm
Ericsson | 1E3STUU216102OAB2B3UG | RDH10265/2 | SFP+ SM 10.3Gb/s 1.4km 1310nm | 6 |  |  | B2-B3 | 1E3STUU216102OAB2B3UG | RDH10265/2 | SFP+ SM 10.3Gb/s 1.4km 1310nm
Ericsson | 1E3LC6201IDB2B3UG | KDV127621/11 | Baseband 6630 with fan | 2 |  |  | B2-B3 | 1E3LC6201IDB2B3UG | KDV127621/11 | Baseband 6630 with fan
Ericsson | 1E3LC6201IDB2B3UG | RPM777526/02000 | ET Power cable | 2 |  |  | B2-B3 | 1E3LC6201IDB2B3UG | RPM777526/02000 | ET Power cable
Ericsson | 1E3LC6201IDB2B3UG | RPM777567/05000 | Grounding Cable | 2 |  |  | B2-B3 | 1E3LC6201IDB2B3UG | RPM777567/05000 | Grounding Cable
Ericsson | 1E3LC6201IDB2B3UG | SXK1253086/1 | Cable guide | 2 |  |  | B2-B3 | 1E3LC6201IDB2B3UG | SXK1253086/1 | Cable guide
TEF | 1E3LC6201IDB2B3UG | KRC161797/1 | RADIO UNIT/Radio 2238 B8 B20 B28B | 3 |  |  | B2-B3 | 1E3LC6201IDB2B3UG | KRC161797/1 | RADIO UNIT/Radio 2238 B8 B20 B28B
TEF | 1E3LC6201IDB2B3UG | RNT44737/01 | Circular Power Connector DC-C (2 wire) | 3 |  |  | B2-B3 | 1E3LC6201IDB2B3UG | RNT44737/01 | Circular Power Connector DC-C (2 wire)
TEF | 1E3LC6201IDB2B3UG | RDH10265/2 | SFP+ SM 10.3Gb/s 1.4km 1310nm | 6 |  |  | B2-B3 | 1E3LC6201IDB2B3UG | RDH10265/2 | SFP+ SM 10.3Gb/s 1.4km 1310nm
Ericsson | 1E3LC6201IDB2B3UG | RDH10265/2 | SFP+ SM 10.3Gb/s 1.4km 1310nm | 6 |  |  | B2-B3 | 1E3LC6201IDB2B3UG | RDH10265/2 | SFP+ SM 10.3Gb/s 1.4km 1310nm
Ericsson | 1E3LC6201IDB2B3UG | SXA1342193/1 | MECHANICAL COMPONENT/Dummy 62 | 1 |  |  | B2-B3 | 1E3LC6201IDB2B3UG | SXA1342193/1 | MECHANICAL COMPONENT/Dummy 62
Ericsson | 1E3LC6102OAB2B3UG | KDV127621/11 | Baseband 6630 with fan | 2 |  |  | B2-B3 | 1E3LC6102OAB2B3UG | KDV127621/11 | Baseband 6630 with fan
Ericsson | 1E3LC6102OAB2B3UG | RPM777526/02000 | ET Power cable | 2 |  |  | B2-B3 | 1E3LC6102OAB2B3UG | RPM777526/02000 | ET Power cable
Ericsson | 1E3LC6102OAB2B3UG | RPM777567/05000 | Grounding Cable | 2 |  |  | B2-B3 | 1E3LC6102OAB2B3UG | RPM777567/05000 | Grounding Cable
Ericsson | 1E3LC6102OAB2B3UG | SXK1253086/1 | Cable guide | 2 |  |  | B2-B3 | 1E3LC6102OAB2B3UG | SXK1253086/1 | Cable guide
TEF | 1E3LC6102OAB2B3UG | KRC161797/1 | RADIO UNIT/Radio 2238 B8 B20 B28B | 3 |  |  | B2-B3 | 1E3LC6102OAB2B3UG | KRC161797/1 | RADIO UNIT/Radio 2238 B8 B20 B28B
TEF | 1E3LC6102OAB2B3UG | RNT44737/01 | Circular Power Connector DC-C (2 wire) | 3 |  |  | B2-B3 | 1E3LC6102OAB2B3UG | RNT44737/01 | Circular Power Connector DC-C (2 wire)
TEF | 1E3LC6102OAB2B3UG | RDH10265/2 | SFP+ SM 10.3Gb/s 1.4km 1310nm | 6 |  |  | B2-B3 | 1E3LC6102OAB2B3UG | RDH10265/2 | SFP+ SM 10.3Gb/s 1.4km 1310nm
Ericsson | 1E3LC6102OAB2B3UG | RDH10265/2 | SFP+ SM 10.3Gb/s 1.4km 1310nm | 6 |  |  | B2-B3 | 1E3LC6102OAB2B3UG | RDH10265/2 | SFP+ SM 10.3Gb/s 1.4km 1310nm
Ericsson | 1E3LC6102OAB2B3UG | SXA1342193/1 | MECHANICAL COMPONENT/Dummy 62 | 1 |  |  | B2-B3 | 1E3LC6102OAB2B3UG | SXA1342193/1 | MECHANICAL COMPONENT/Dummy 62
Ericsson | E3LC6201IDB2B3UG | KDV127621/11 | Baseband 6630 with fan | 2 |  |  | B2-B3 | E3LC6201IDB2B3UG | KDV127621/11 | Baseband 6630 with fan
Ericsson | E3LC6201IDB2B3UG | RPM777526/02000 | ET Power cable | 2 |  |  | B2-B3 | E3LC6201IDB2B3UG | RPM777526/02000 | ET Power cable
Ericsson | E3LC6201IDB2B3UG | RPM777567/05000 | Grounding Cable | 2 |  |  | B2-B3 | E3LC6201IDB2B3UG | RPM777567/05000 | Grounding Cable
Ericsson | E3LC6201IDB2B3UG | SXK1253086/1 | Cable guide | 2 |  |  | B2-B3 | E3LC6201IDB2B3UG | SXK1253086/1 | Cable guide
TEF | E3LC6201IDB2B3UG | KRC161797/1 | RADIO UNIT/Radio 2238 B8 B20 B28B | 3 |  |  | B2-B3 | E3LC6201IDB2B3UG | KRC161797/1 | RADIO UNIT/Radio 2238 B8 B20 B28B
TEF | E3LC6201IDB2B3UG | RNT44737/01 | Circular Power Connector DC-C (2 wire) | 3 |  |  | B2-B3 | E3LC6201IDB2B3UG | RNT44737/01 | Circular Power Connector DC-C (2 wire)
TEF | E3LC6201IDB2B3UG | RDH10265/2 | SFP+ SM 10.3Gb/s 1.4km 1310nm | 6 |  |  | B2-B3 | E3LC6201IDB2B3UG | RDH10265/2 | SFP+ SM 10.3Gb/s 1.4km 1310nm
Ericsson | E3LC6201IDB2B3UG | RDH10265/2 | SFP+ SM 10.3Gb/s 1.4km 1310nm | 6 |  |  | B2-B3 | E3LC6201IDB2B3UG | RDH10265/2 | SFP+ SM 10.3Gb/s 1.4km 1310nm
Ericsson | E3LC6201IDB2B3UG | SXA1342193/1 | MECHANICAL COMPONENT/Dummy 62 | 2 |  |  | B2-B3 | E3LC6201IDB2B3UG | SXA1342193/1 | MECHANICAL COMPONENT/Dummy 62
Ericsson | E3LC6201IDB2B3UG | RPM777211/01800 | CABLE WITH CONNECTOR/SIGNAL CABLE | 6 |  |  | B2-B3 | E3LC6201IDB2B3UG | RPM777211/01800 | CABLE WITH CONNECTOR/SIGNAL CABLE
Ericsson | E3LC6201IDB2B3UG | RPM777279/00650 | SIGNAL CABLE | 1 |  |  | B2-B3 | E3LC6201IDB2B3UG | RPM777279/00650 | SIGNAL CABLE
Ericsson | E3LC6102OAB2B3UG | KDV127621/11 | Baseband 6630 with fan | 2 |  |  | B2-B3 | E3LC6102OAB2B3UG | KDV127621/11 | Baseband 6630 with fan
Ericsson | E3LC6102OAB2B3UG | RPM777526/02000 | ET Power cable | 2 |  |  | B2-B3 | E3LC6102OAB2B3UG | RPM777526/02000 | ET Power cable
Ericsson | E3LC6102OAB2B3UG | RPM777567/05000 | Grounding Cable | 2 |  |  | B2-B3 | E3LC6102OAB2B3UG | RPM777567/05000 | Grounding Cable
Ericsson | E3LC6102OAB2B3UG | SXK1253086/1 | Cable guide | 2 |  |  | B2-B3 | E3LC6102OAB2B3UG | SXK1253086/1 | Cable guide
TEF | E3LC6102OAB2B3UG | KRC161797/1 | RADIO UNIT/Radio 2238 B8 B20 B28B | 3 |  |  | B2-B3 | E3LC6102OAB2B3UG | KRC161797/1 | RADIO UNIT/Radio 2238 B8 B20 B28B
TEF | E3LC6102OAB2B3UG | RNT44737/01 | Circular Power Connector DC-C (2 wire) | 3 |  |  | B2-B3 | E3LC6102OAB2B3UG | RNT44737/01 | Circular Power Connector DC-C (2 wire)
TEF | E3LC6102OAB2B3UG | RDH10265/2 | SFP+ SM 10.3Gb/s 1.4km 1310nm | 6 |  |  | B2-B3 | E3LC6102OAB2B3UG | RDH10265/2 | SFP+ SM 10.3Gb/s 1.4km 1310nm
Ericsson | E3LC6102OAB2B3UG | RDH10265/2 | SFP+ SM 10.3Gb/s 1.4km 1310nm | 6 |  |  | B2-B3 | E3LC6102OAB2B3UG | RDH10265/2 | SFP+ SM 10.3Gb/s 1.4km 1310nm
Ericsson | E3LC6102OAB2B3UG | SXA1342193/1 | MECHANICAL COMPONENT/Dummy 62 | 2 |  |  | B2-B3 | E3LC6102OAB2B3UG | SXA1342193/1 | MECHANICAL COMPONENT/Dummy 62
Ericsson | E3LC6102OAB2B3UG | RPM777211/01800 | CABLE WITH CONNECTOR/SIGNAL CABLE | 6 |  |  | B2-B3 | E3LC6102OAB2B3UG | RPM777211/01800 | CABLE WITH CONNECTOR/SIGNAL CABLE
Ericsson | E3LC6102OAB2B3UG | RPM777279/00650 | SIGNAL CABLE | 1 |  |  | B2-B3 | E3LC6102OAB2B3UG | RPM777279/00650 | SIGNAL CABLE
Ericsson | 1E2LC6201IDB2B3UG | KDV127621/11 | Baseband 6630 with fan | 2 |  |  | B2-B3 | 1E2LC6201IDB2B3UG | KDV127621/11 | Baseband 6630 with fan
Ericsson | 1E2LC6201IDB2B3UG | RPM777526/02000 | ET Power cable | 2 |  |  | B2-B3 | 1E2LC6201IDB2B3UG | RPM777526/02000 | ET Power cable
Ericsson | 1E2LC6201IDB2B3UG | RPM777567/05000 | Grounding Cable | 2 |  |  | B2-B3 | 1E2LC6201IDB2B3UG | RPM777567/05000 | Grounding Cable
Ericsson | 1E2LC6201IDB2B3UG | SXK1253086/1 | Cable guide | 2 |  |  | B2-B3 | 1E2LC6201IDB2B3UG | SXK1253086/1 | Cable guide
TEF | 1E2LC6201IDB2B3UG | KRC161797/1 | RADIO UNIT/Radio 2238 B8 B20 B28B | 2 |  |  | B2-B3 | 1E2LC6201IDB2B3UG | KRC161797/1 | RADIO UNIT/Radio 2238 B8 B20 B28B
TEF | 1E2LC6201IDB2B3UG | RNT44737/01 | Circular Power Connector DC-C (2 wire) | 2 |  |  | B2-B3 | 1E2LC6201IDB2B3UG | RNT44737/01 | Circular Power Connector DC-C (2 wire)
TEF | 1E2LC6201IDB2B3UG | RDH10265/2 | SFP+ SM 10.3Gb/s 1.4km 1310nm | 4 |  |  | B2-B3 | 1E2LC6201IDB2B3UG | RDH10265/2 | SFP+ SM 10.3Gb/s 1.4km 1310nm
Ericsson | 1E2LC6201IDB2B3UG | RDH10265/2 | SFP+ SM 10.3Gb/s 1.4km 1310nm | 4 |  |  | B2-B3 | 1E2LC6201IDB2B3UG | RDH10265/2 | SFP+ SM 10.3Gb/s 1.4km 1310nm
Ericsson | 1E2LC6201IDB2B3UG | SXA1342193/2 | MECHANICAL COMPONENT/Dummy 31 | 2 |  |  | B2-B3 | 1E2LC6201IDB2B3UG | SXA1342193/2 | MECHANICAL COMPONENT/Dummy 31
Ericsson | 1E2LC6102OAB2B3UG | KDV127621/11 | Baseband 6630 with fan | 2 |  |  | B2-B3 | 1E2LC6102OAB2B3UG | KDV127621/11 | Baseband 6630 with fan
Ericsson | 1E2LC6102OAB2B3UG | RPM777526/02000 | ET Power cable | 2 |  |  | B2-B3 | 1E2LC6102OAB2B3UG | RPM777526/02000 | ET Power cable
Ericsson | 1E2LC6102OAB2B3UG | RPM777567/05000 | Grounding Cable | 2 |  |  | B2-B3 | 1E2LC6102OAB2B3UG | RPM777567/05000 | Grounding Cable
Ericsson | 1E2LC6102OAB2B3UG | SXK1253086/1 | Cable guide | 2 |  |  | B2-B3 | 1E2LC6102OAB2B3UG | SXK1253086/1 | Cable guide
TEF | 1E2LC6102OAB2B3UG | KRC161797/1 | RADIO UNIT/Radio 2238 B8 B20 B28B | 2 |  |  | B2-B3 | 1E2LC6102OAB2B3UG | KRC161797/1 | RADIO UNIT/Radio 2238 B8 B20 B28B
TEF | 1E2LC6102OAB2B3UG | RNT44737/01 | Circular Power Connector DC-C (2 wire) | 2 |  |  | B2-B3 | 1E2LC6102OAB2B3UG | RNT44737/01 | Circular Power Connector DC-C (2 wire)
TEF | 1E2LC6102OAB2B3UG | RDH10265/2 | SFP+ SM 10.3Gb/s 1.4km 1310nm | 4 |  |  | B2-B3 | 1E2LC6102OAB2B3UG | RDH10265/2 | SFP+ SM 10.3Gb/s 1.4km 1310nm
Ericsson | 1E2LC6102OAB2B3UG | RDH10265/2 | SFP+ SM 10.3Gb/s 1.4km 1310nm | 4 |  |  | B2-B3 | 1E2LC6102OAB2B3UG | RDH10265/2 | SFP+ SM 10.3Gb/s 1.4km 1310nm
Ericsson | 1E2LC6102OAB2B3UG | SXA1342193/2 | MECHANICAL COMPONENT/Dummy 31 | 2 |  |  | B2-B3 | 1E2LC6102OAB2B3UG | SXA1342193/2 | MECHANICAL COMPONENT/Dummy 31
Ericsson | 1E2LC6201IDL18B2B3UG | KDV127621/11 | Baseband 6630 with fan | 2 |  |  | B2-B3 | 1E2LC6201IDL18B2B3UG | KDV127621/11 | Baseband 6630 with fan
Ericsson | 1E2LC6201IDL18B2B3UG | RPM777526/02000 | ET Power cable | 2 |  |  | B2-B3 | 1E2LC6201IDL18B2B3UG | RPM777526/02000 | ET Power cable
Ericsson | 1E2LC6201IDL18B2B3UG | RPM777567/05000 | Grounding Cable | 2 |  |  | B2-B3 | 1E2LC6201IDL18B2B3UG | RPM777567/05000 | Grounding Cable
Ericsson | 1E2LC6201IDL18B2B3UG | SXK1253086/1 | Cable guide | 2 |  |  | B2-B3 | 1E2LC6201IDL18B2B3UG | SXK1253086/1 | Cable guide
TEF | 1E2LC6201IDL18B2B3UG | KRC161797/1 | RADIO UNIT/Radio 2238 B8 B20 B28B | 2 |  |  | B2-B3 | 1E2LC6201IDL18B2B3UG | KRC161797/1 | RADIO UNIT/Radio 2238 B8 B20 B28B
TEF | 1E2LC6201IDL18B2B3UG | RNT44737/01 | Circular Power Connector DC-C (2 wire) | 2 |  |  | B2-B3 | 1E2LC6201IDL18B2B3UG | RNT44737/01 | Circular Power Connector DC-C (2 wire)
TEF | 1E2LC6201IDL18B2B3UG | RDH10265/2 | SFP+ SM 10.3Gb/s 1.4km 1310nm | 4 |  |  | B2-B3 | 1E2LC6201IDL18B2B3UG | RDH10265/2 | SFP+ SM 10.3Gb/s 1.4km 1310nm
Ericsson | 1E2LC6201IDL18B2B3UG | RDH10265/2 | SFP+ SM 10.3Gb/s 1.4km 1310nm | 4 |  |  | B2-B3 | 1E2LC6201IDL18B2B3UG | RDH10265/2 | SFP+ SM 10.3Gb/s 1.4km 1310nm
Ericsson | 1E2LC6201IDL18B2B3UG | SXA1342193/2 | MECHANICAL COMPONENT/Dummy 31 | 2 |  |  | B2-B3 | 1E2LC6201IDL18B2B3UG | SXA1342193/2 | MECHANICAL COMPONENT/Dummy 31
Ericsson | 1E2LC6102OAL18B2B3UG | KDV127621/11 | Baseband 6630 with fan | 2 |  |  | B2-B3 | 1E2LC6102OAL18B2B3UG | KDV127621/11 | Baseband 6630 with fan
Ericsson | 1E2LC6102OAL18B2B3UG | RPM777526/02000 | ET Power cable | 2 |  |  | B2-B3 | 1E2LC6102OAL18B2B3UG | RPM777526/02000 | ET Power cable
Ericsson | 1E2LC6102OAL18B2B3UG | RPM777567/05000 | Grounding Cable | 2 |  |  | B2-B3 | 1E2LC6102OAL18B2B3UG | RPM777567/05000 | Grounding Cable
Ericsson | 1E2LC6102OAL18B2B3UG | SXK1253086/1 | Cable guide | 2 |  |  | B2-B3 | 1E2LC6102OAL18B2B3UG | SXK1253086/1 | Cable guide
TEF | 1E2LC6102OAL18B2B3UG | KRC161797/1 | RADIO UNIT/Radio 2238 B8 B20 B28B | 2 |  |  | B2-B3 | 1E2LC6102OAL18B2B3UG | KRC161797/1 | RADIO UNIT/Radio 2238 B8 B20 B28B
TEF | 1E2LC6102OAL18B2B3UG | RNT44737/01 | Circular Power Connector DC-C (2 wire) | 2 |  |  | B2-B3 | 1E2LC6102OAL18B2B3UG | RNT44737/01 | Circular Power Connector DC-C (2 wire)
TEF | 1E2LC6102OAL18B2B3UG | RDH10265/2 | SFP+ SM 10.3Gb/s 1.4km 1310nm | 4 |  |  | B2-B3 | 1E2LC6102OAL18B2B3UG | RDH10265/2 | SFP+ SM 10.3Gb/s 1.4km 1310nm
Ericsson | 1E2LC6102OAL18B2B3UG | RDH10265/2 | SFP+ SM 10.3Gb/s 1.4km 1310nm | 4 |  |  | B2-B3 | 1E2LC6102OAL18B2B3UG | RDH10265/2 | SFP+ SM 10.3Gb/s 1.4km 1310nm
Ericsson | 1E2LC6102OAL18B2B3UG | SXA1342193/2 | MECHANICAL COMPONENT/Dummy 31 | 2 |  |  | B2-B3 | 1E2LC6102OAL18B2B3UG | SXA1342193/2 | MECHANICAL COMPONENT/Dummy 31
Ericsson | E2LC6201IDB2B3UG | KDV127621/11 | Baseband 6630 with fan | 2 |  |  | B2-B3 | E2LC6201IDB2B3UG | KDV127621/11 | Baseband 6630 with fan
Ericsson | E2LC6201IDB2B3UG | RPM777526/02000 | ET Power cable | 2 |  |  | B2-B3 | E2LC6201IDB2B3UG | RPM777526/02000 | ET Power cable
Ericsson | E2LC6201IDB2B3UG | RPM777567/05000 | Grounding Cable | 2 |  |  | B2-B3 | E2LC6201IDB2B3UG | RPM777567/05000 | Grounding Cable
Ericsson | E2LC6201IDB2B3UG | SXK1253086/1 | Cable guide | 2 |  |  | B2-B3 | E2LC6201IDB2B3UG | SXK1253086/1 | Cable guide
TEF | E2LC6201IDB2B3UG | KRC161797/1 | RADIO UNIT/Radio 2238 B8 B20 B28B | 2 |  |  | B2-B3 | E2LC6201IDB2B3UG | KRC161797/1 | RADIO UNIT/Radio 2238 B8 B20 B28B
TEF | E2LC6201IDB2B3UG | RNT44737/01 | Circular Power Connector DC-C (2 wire) | 2 |  |  | B2-B3 | E2LC6201IDB2B3UG | RNT44737/01 | Circular Power Connector DC-C (2 wire)
TEF | E2LC6201IDB2B3UG | RDH10265/2 | SFP+ SM 10.3Gb/s 1.4km 1310nm | 4 |  |  | B2-B3 | E2LC6201IDB2B3UG | RDH10265/2 | SFP+ SM 10.3Gb/s 1.4km 1310nm
Ericsson | E2LC6201IDB2B3UG | RDH10265/2 | SFP+ SM 10.3Gb/s 1.4km 1310nm | 4 |  |  | B2-B3 | E2LC6201IDB2B3UG | RDH10265/2 | SFP+ SM 10.3Gb/s 1.4km 1310nm
Ericsson | E2LC6201IDB2B3UG | SXA1342193/2 | MECHANICAL COMPONENT/Dummy 31 | 2 |  |  | B2-B3 | E2LC6201IDB2B3UG | SXA1342193/2 | MECHANICAL COMPONENT/Dummy 31
Ericsson | E2LC6201IDB2B3UG | RPM777211/01800 | CABLE WITH CONNECTOR/SIGNAL CABLE | 4 |  |  | B2-B3 | E2LC6201IDB2B3UG | RPM777211/01800 | CABLE WITH CONNECTOR/SIGNAL CABLE
Ericsson | E2LC6201IDB2B3UG | RPM777279/00650 | SIGNAL CABLE | 1 |  |  | B2-B3 | E2LC6201IDB2B3UG | RPM777279/00650 | SIGNAL CABLE
Ericsson | E2LC6102OAB2B3UG | KDV127621/11 | Baseband 6630 with fan | 2 |  |  | B2-B3 | E2LC6102OAB2B3UG | KDV127621/11 | Baseband 6630 with fan
Ericsson | E2LC6102OAB2B3UG | RPM777526/02000 | ET Power cable | 2 |  |  | B2-B3 | E2LC6102OAB2B3UG | RPM777526/02000 | ET Power cable
Ericsson | E2LC6102OAB2B3UG | RPM777567/05000 | Grounding Cable | 2 |  |  | B2-B3 | E2LC6102OAB2B3UG | RPM777567/05000 | Grounding Cable
Ericsson | E2LC6102OAB2B3UG | SXK1253086/1 | Cable guide | 2 |  |  | B2-B3 | E2LC6102OAB2B3UG | SXK1253086/1 | Cable guide
TEF | E2LC6102OAB2B3UG | KRC161797/1 | RADIO UNIT/Radio 2238 B8 B20 B28B | 2 |  |  | B2-B3 | E2LC6102OAB2B3UG | KRC161797/1 | RADIO UNIT/Radio 2238 B8 B20 B28B
TEF | E2LC6102OAB2B3UG | RNT44737/01 | Circular Power Connector DC-C (2 wire) | 2 |  |  | B2-B3 | E2LC6102OAB2B3UG | RNT44737/01 | Circular Power Connector DC-C (2 wire)
TEF | E2LC6102OAB2B3UG | RDH10265/2 | SFP+ SM 10.3Gb/s 1.4km 1310nm | 4 |  |  | B2-B3 | E2LC6102OAB2B3UG | RDH10265/2 | SFP+ SM 10.3Gb/s 1.4km 1310nm
Ericsson | E2LC6102OAB2B3UG | RDH10265/2 | SFP+ SM 10.3Gb/s 1.4km 1310nm | 4 |  |  | B2-B3 | E2LC6102OAB2B3UG | RDH10265/2 | SFP+ SM 10.3Gb/s 1.4km 1310nm
Ericsson | E2LC6102OAB2B3UG | SXA1342193/2 | MECHANICAL COMPONENT/Dummy 31 | 2 |  |  | B2-B3 | E2LC6102OAB2B3UG | SXA1342193/2 | MECHANICAL COMPONENT/Dummy 31
Ericsson | E2LC6102OAB2B3UG | RPM777211/01800 | CABLE WITH CONNECTOR/SIGNAL CABLE | 4 |  |  | B2-B3 | E2LC6102OAB2B3UG | RPM777211/01800 | CABLE WITH CONNECTOR/SIGNAL CABLE
Ericsson | E2LC6102OAB2B3UG | RPM777279/00650 | SIGNAL CABLE | 1 |  |  | B2-B3 | E2LC6102OAB2B3UG | RPM777279/00650 | SIGNAL CABLE
Ericsson | E3L21ONLYID | KDV127621/11 | Baseband 6630 with fan | 2 |  |  | B2-B3 | E3L21ONLYID | KDV127621/11 | Baseband 6630 with fan
Ericsson | E3L21ONLYID | RPM777526/02000 | ET Power cable | 2 |  |  | B2-B3 | E3L21ONLYID | RPM777526/02000 | ET Power cable
Ericsson | E3L21ONLYID | RPM777567/05000 | Grounding Cable | 2 |  |  | B2-B3 | E3L21ONLYID | RPM777567/05000 | Grounding Cable
Ericsson | E3L21ONLYID | SXK1253086/1 | Cable guide | 2 |  |  | B2-B3 | E3L21ONLYID | SXK1253086/1 | Cable guide
Ericsson | E3L21ONLYID | SXA1342193/2 | MECHANICAL COMPONENT/Dummy 31 | 4 |  |  | B2-B3 | E3L21ONLYID | SXA1342193/2 | MECHANICAL COMPONENT/Dummy 31
Ericsson | E3L21ONLYOA | KDV127621/11 | Baseband 6630 with fan | 2 |  |  | B2-B3 | E3L21ONLYOA | KDV127621/11 | Baseband 6630 with fan
Ericsson | E3L21ONLYOA | RPM777526/02000 | ET Power cable | 2 |  |  | B2-B3 | E3L21ONLYOA | RPM777526/02000 | ET Power cable
Ericsson | E3L21ONLYOA | RPM777567/05000 | Grounding Cable | 2 |  |  | B2-B3 | E3L21ONLYOA | RPM777567/05000 | Grounding Cable
Ericsson | E3L21ONLYOA | SXK1253086/1 | Cable guide | 2 |  |  | B2-B3 | E3L21ONLYOA | SXK1253086/1 | Cable guide
Ericsson | E3L21ONLYOA | SXA1342193/2 | MECHANICAL COMPONENT/Dummy 31 | 4 |  |  | B2-B3 | E3L21ONLYOA | SXA1342193/2 | MECHANICAL COMPONENT/Dummy 31
Ericsson | E3L21ONLYOCRET | KDV127621/11 | Baseband 6630 with fan | 2 |  |  | B2-B3 | E3L21ONLYOCRET | KDV127621/11 | Baseband 6630 with fan
Ericsson | E3L21ONLYOCRET | RPM777528/02500 | ET Power cable | 2 |  |  | B2-B3 | E3L21ONLYOCRET | RPM777528/02500 | ET Power cable
Ericsson | E3L21ONLYOCRET | RPM777567/05000 | Grounding Cable | 2 |  |  | B2-B3 | E3L21ONLYOCRET | RPM777567/05000 | Grounding Cable
Ericsson | E3L21ONLYOCRET | SXK1253086/1 | Cable guide | 2 |  |  | B2-B3 | E3L21ONLYOCRET | SXK1253086/1 | Cable guide
Ericsson | E3L21ONLYOCRET | RPM919726/02000 | Power cable for SIU02 in SSC/PBC V2 | 1 |  |  | B2-B3 | E3L21ONLYOCRET | RPM919726/02000 | Power cable for SIU02 in SSC/PBC V2
TEF | 2E3MC6601IRB2B3UG | KRC161797/1 | RADIO UNIT/Radio 2238 B8 B20 B28B | 6 |  |  | B2-B3 | 2E3MC6601IRB2B3UG | KRC161797/1 | RADIO UNIT/Radio 2238 B8 B20 B28B
TEF | 2E3MC6601IRB2B3UG | RNT44737/01 | Circular Power Connector DC-C (2 wire) | 6 |  |  | B2-B3 | 2E3MC6601IRB2B3UG | RNT44737/01 | Circular Power Connector DC-C (2 wire)
TEF | 2E3MC6601IRB2B3UG | RDH10265/2 | SFP+ SM 10.3Gb/s 1.4km 1310nm | 6 |  |  | B2-B3 | 2E3MC6601IRB2B3UG | RDH10265/2 | SFP+ SM 10.3Gb/s 1.4km 1310nm
Ericsson | 2E3MC6601IRB2B3UG | RDH10265/2 | SFP+ SM 10.3Gb/s 1.4km 1310nm | 6 |  |  | B2-B3 | 2E3MC6601IRB2B3UG | RDH10265/2 | SFP+ SM 10.3Gb/s 1.4km 1310nm
TEF | 2E3MC6601IRB2B3UG | KRC161635/1 | RADIO UNIT/Radio 4415 B1 | 3 |  |  | B2-B3 | 2E3MC6601IRB2B3UG | KRC161635/1 | RADIO UNIT/Radio 4415 B1
TEF | 2E3MC6601IRB2B3UG | RNT44737/01 | Circular Power Connector DC-C (2 wire) | 3 |  |  | B2-B3 | 2E3MC6601IRB2B3UG | RNT44737/01 | Circular Power Connector DC-C (2 wire)
TEF | 2E3MC6601IRB2B3UG | RDH10265/2 | SFP+ SM 10.3Gb/s 1.4km 1310nm | 6 |  |  | B2-B3 | 2E3MC6601IRB2B3UG | RDH10265/2 | SFP+ SM 10.3Gb/s 1.4km 1310nm
Ericsson | 2E3MC6601IRB2B3UG | RDH10265/2 | SFP+ SM 10.3Gb/s 1.4km 1310nm | 6 |  |  | B2-B3 | 2E3MC6601IRB2B3UG | RDH10265/2 | SFP+ SM 10.3Gb/s 1.4km 1310nm
TEF | 1E3SCUL6201IDB2B3UG | KRC161797/1 | RADIO UNIT/Radio 2238 B8 B20 B28B | 3 |  |  | B2-B3 | 1E3SCUL6201IDB2B3UG | KRC161797/1 | RADIO UNIT/Radio 2238 B8 B20 B28B
TEF | 1E3SCUL6201IDB2B3UG | RNT44737/01 | Circular Power Connector DC-C (2 wire) | 3 |  |  | B2-B3 | 1E3SCUL6201IDB2B3UG | RNT44737/01 | Circular Power Connector DC-C (2 wire)
TEF | 1E3SCUL6201IDB2B3UG | RDH10265/2 | SFP+ SM 10.3Gb/s 1.4km 1310nm | 6 |  |  | B2-B3 | 1E3SCUL6201IDB2B3UG | RDH10265/2 | SFP+ SM 10.3Gb/s 1.4km 1310nm
Ericsson | 1E3SCUL6201IDB2B3UG | RDH10265/2 | SFP+ SM 10.3Gb/s 1.4km 1310nm | 6 |  |  | B2-B3 | 1E3SCUL6201IDB2B3UG | RDH10265/2 | SFP+ SM 10.3Gb/s 1.4km 1310nm
TEF | 1E3SCUL6102OAB2B3UG | KRC161797/1 | RADIO UNIT/Radio 2238 B8 B20 B28B | 3 |  |  | B2-B3 | 1E3SCUL6102OAB2B3UG | KRC161797/1 | RADIO UNIT/Radio 2238 B8 B20 B28B
TEF | 1E3SCUL6102OAB2B3UG | RNT44737/01 | Circular Power Connector DC-C (2 wire) | 3 |  |  | B2-B3 | 1E3SCUL6102OAB2B3UG | RNT44737/01 | Circular Power Connector DC-C (2 wire)
TEF | 1E3SCUL6102OAB2B3UG | RDH10265/2 | SFP+ SM 10.3Gb/s 1.4km 1310nm | 6 |  |  | B2-B3 | 1E3SCUL6102OAB2B3UG | RDH10265/2 | SFP+ SM 10.3Gb/s 1.4km 1310nm
Ericsson | 1E3SCUL6102OAB2B3UG | RDH10265/2 | SFP+ SM 10.3Gb/s 1.4km 1310nm | 6 |  |  | B2-B3 | 1E3SCUL6102OAB2B3UG | RDH10265/2 | SFP+ SM 10.3Gb/s 1.4km 1310nm
TEF | E3SCUL6201ID6B2B3UG | KRC161797/1 | RADIO UNIT/Radio 2238 B8 B20 B28B | 3 |  |  | B2-B3 | E3SCUL6201ID6B2B3UG | KRC161797/1 | RADIO UNIT/Radio 2238 B8 B20 B28B
TEF | E3SCUL6201ID6B2B3UG | RNT44737/01 | Circular Power Connector DC-C (2 wire) | 3 |  |  | B2-B3 | E3SCUL6201ID6B2B3UG | RNT44737/01 | Circular Power Connector DC-C (2 wire)
TEF | E3SCUL6201ID6B2B3UG | RDH10265/2 | SFP+ SM 10.3Gb/s 1.4km 1310nm | 6 |  |  | B2-B3 | E3SCUL6201ID6B2B3UG | RDH10265/2 | SFP+ SM 10.3Gb/s 1.4km 1310nm
Ericsson | E3SCUL6201ID6B2B3UG | RDH10265/2 | SFP+ SM 10.3Gb/s 1.4km 1310nm | 6 |  |  | B2-B3 | E3SCUL6201ID6B2B3UG | RDH10265/2 | SFP+ SM 10.3Gb/s 1.4km 1310nm
TEF | E3SCUL6102OA6B2B3UG | KRC161797/1 | RADIO UNIT/Radio 2238 B8 B20 B28B | 3 |  |  | B2-B3 | E3SCUL6102OA6B2B3UG | KRC161797/1 | RADIO UNIT/Radio 2238 B8 B20 B28B
TEF | E3SCUL6102OA6B2B3UG | RNT44737/01 | Circular Power Connector DC-C (2 wire) | 3 |  |  | B2-B3 | E3SCUL6102OA6B2B3UG | RNT44737/01 | Circular Power Connector DC-C (2 wire)
TEF | E3SCUL6102OA6B2B3UG | RDH10265/2 | SFP+ SM 10.3Gb/s 1.4km 1310nm | 6 |  |  | B2-B3 | E3SCUL6102OA6B2B3UG | RDH10265/2 | SFP+ SM 10.3Gb/s 1.4km 1310nm
Ericsson | E3SCUL6102OA6B2B3UG | RDH10265/2 | SFP+ SM 10.3Gb/s 1.4km 1310nm | 6 |  |  | B2-B3 | E3SCUL6102OA6B2B3UG | RDH10265/2 | SFP+ SM 10.3Gb/s 1.4km 1310nm
TEF | 1E2SCUL6201IDB2B3UG | KRC161797/1 | RADIO UNIT/Radio 2238 B8 B20 B28B | 2 |  |  | B2-B3 | 1E2SCUL6201IDB2B3UG | KRC161797/1 | RADIO UNIT/Radio 2238 B8 B20 B28B
TEF | 1E2SCUL6201IDB2B3UG | RNT44737/01 | Circular Power Connector DC-C (2 wire) | 2 |  |  | B2-B3 | 1E2SCUL6201IDB2B3UG | RNT44737/01 | Circular Power Connector DC-C (2 wire)
TEF | 1E2SCUL6201IDB2B3UG | RDH10265/2 | SFP+ SM 10.3Gb/s 1.4km 1310nm | 4 |  |  | B2-B3 | 1E2SCUL6201IDB2B3UG | RDH10265/2 | SFP+ SM 10.3Gb/s 1.4km 1310nm
Ericsson | 1E2SCUL6201IDB2B3UG | RDH10265/2 | SFP+ SM 10.3Gb/s 1.4km 1310nm | 4 |  |  | B2-B3 | 1E2SCUL6201IDB2B3UG | RDH10265/2 | SFP+ SM 10.3Gb/s 1.4km 1310nm
TEF | 1E2SCUL6102OAB2B3UG | KRC161797/1 | RADIO UNIT/Radio 2238 B8 B20 B28B | 2 |  |  | B2-B3 | 1E2SCUL6102OAB2B3UG | KRC161797/1 | RADIO UNIT/Radio 2238 B8 B20 B28B
TEF | 1E2SCUL6102OAB2B3UG | RNT44737/01 | Circular Power Connector DC-C (2 wire) | 2 |  |  | B2-B3 | 1E2SCUL6102OAB2B3UG | RNT44737/01 | Circular Power Connector DC-C (2 wire)
TEF | 1E2SCUL6102OAB2B3UG | RDH10265/2 | SFP+ SM 10.3Gb/s 1.4km 1310nm | 4 |  |  | B2-B3 | 1E2SCUL6102OAB2B3UG | RDH10265/2 | SFP+ SM 10.3Gb/s 1.4km 1310nm
Ericsson | 1E2SCUL6102OAB2B3UG | RDH10265/2 | SFP+ SM 10.3Gb/s 1.4km 1310nm | 4 |  |  | B2-B3 | 1E2SCUL6102OAB2B3UG | RDH10265/2 | SFP+ SM 10.3Gb/s 1.4km 1310nm
TEF | E2SCUL6201ID6B2B3UG | KRC161797/1 | RADIO UNIT/Radio 2238 B8 B20 B28B | 2 |  |  | B2-B3 | E2SCUL6201ID6B2B3UG | KRC161797/1 | RADIO UNIT/Radio 2238 B8 B20 B28B
TEF | E2SCUL6201ID6B2B3UG | RNT44737/01 | Circular Power Connector DC-C (2 wire) | 2 |  |  | B2-B3 | E2SCUL6201ID6B2B3UG | RNT44737/01 | Circular Power Connector DC-C (2 wire)
TEF | E2SCUL6201ID6B2B3UG | RDH10265/2 | SFP+ SM 10.3Gb/s 1.4km 1310nm | 4 |  |  | B2-B3 | E2SCUL6201ID6B2B3UG | RDH10265/2 | SFP+ SM 10.3Gb/s 1.4km 1310nm
Ericsson | E2SCUL6201ID6B2B3UG | RDH10265/2 | SFP+ SM 10.3Gb/s 1.4km 1310nm | 4 |  |  | B2-B3 | E2SCUL6201ID6B2B3UG | RDH10265/2 | SFP+ SM 10.3Gb/s 1.4km 1310nm
Ericsson | E2SCUL6201ID6B2B3UG | RPM777211/01800 | CABLE WITH CONNECTOR/SIGNAL CABLE | 4 |  |  | B2-B3 | E2SCUL6201ID6B2B3UG | RPM777211/01800 | CABLE WITH CONNECTOR/SIGNAL CABLE
Ericsson | E2SCUL6201ID6B2B3UG | RPM777279/00650 | SIGNAL CABLE | 1 |  |  | B2-B3 | E2SCUL6201ID6B2B3UG | RPM777279/00650 | SIGNAL CABLE
TEF | E2SCUL6102OA6B2B3UG | KRC161797/1 | RADIO UNIT/Radio 2238 B8 B20 B28B | 2 |  |  | B2-B3 | E2SCUL6102OA6B2B3UG | KRC161797/1 | RADIO UNIT/Radio 2238 B8 B20 B28B
TEF | E2SCUL6102OA6B2B3UG | RNT44737/01 | Circular Power Connector DC-C (2 wire) | 2 |  |  | B2-B3 | E2SCUL6102OA6B2B3UG | RNT44737/01 | Circular Power Connector DC-C (2 wire)
TEF | E2SCUL6102OA6B2B3UG | RDH10265/2 | SFP+ SM 10.3Gb/s 1.4km 1310nm | 4 |  |  | B2-B3 | E2SCUL6102OA6B2B3UG | RDH10265/2 | SFP+ SM 10.3Gb/s 1.4km 1310nm
Ericsson | E2SCUL6102OA6B2B3UG | RDH10265/2 | SFP+ SM 10.3Gb/s 1.4km 1310nm | 4 |  |  | B2-B3 | E2SCUL6102OA6B2B3UG | RDH10265/2 | SFP+ SM 10.3Gb/s 1.4km 1310nm
Ericsson | E2SCUL6102OA6B2B3UG | RPM777211/01800 | CABLE WITH CONNECTOR/SIGNAL CABLE | 4 |  |  | B2-B3 | E2SCUL6102OA6B2B3UG | RPM777211/01800 | CABLE WITH CONNECTOR/SIGNAL CABLE
Ericsson | E2SCUL6102OA6B2B3UG | RPM777279/00650 | SIGNAL CABLE | 1 |  |  | B2-B3 | E2SCUL6102OA6B2B3UG | RPM777279/00650 | SIGNAL CABLE
Ericsson | 6E3IDB2V263PP | KRC161676/1 | TRANSCEIVER/Radio 4415 B7A;Radio Unit | 3 |  |  | B2-B3 | 6E3IDB2V263PP | KRC161676/1 | TRANSCEIVER/Radio 4415 B7A;Radio Unit
Ericsson | 6E3IDB2V263PP | RNT44737/01 | Circular Power Connector DC-C (2 wire) | 3 |  |  | B2-B3 | 6E3IDB2V263PP | RNT44737/01 | Circular Power Connector DC-C (2 wire)
Ericsson | 6E3IDB2V263PP | RDH10265/2 | SFP+ SM 10.3Gb/s 1.4km 1310nm | 6 |  |  | B2-B3 | 6E3IDB2V263PP | RDH10265/2 | SFP+ SM 10.3Gb/s 1.4km 1310nm
Ericsson | 6E3IDB2V263PP | NTB101879/1 | Radio Fan unit | 3 |  |  | B2-B3 | 6E3IDB2V263PP | NTB101879/1 | Radio Fan unit
Ericsson | 6E2IDB2V263PP | KRC161676/1 | TRANSCEIVER/Radio 4415 B7A;Radio Unit | 2 |  |  | B2-B3 | 6E2IDB2V263PP | KRC161676/1 | TRANSCEIVER/Radio 4415 B7A;Radio Unit
Ericsson | 6E2IDB2V263PP | RNT44737/01 | Circular Power Connector DC-C (2 wire) | 2 |  |  | B2-B3 | 6E2IDB2V263PP | RNT44737/01 | Circular Power Connector DC-C (2 wire)
Ericsson | 6E2IDB2V263PP | RDH10265/2 | SFP+ SM 10.3Gb/s 1.4km 1310nm | 4 |  |  | B2-B3 | 6E2IDB2V263PP | RDH10265/2 | SFP+ SM 10.3Gb/s 1.4km 1310nm
Ericsson | 6E2IDB2V263PP | NTB101879/1 | Radio Fan unit | 2 |  |  | B2-B3 | 6E2IDB2V263PP | NTB101879/1 | Radio Fan unit
Ericsson | 6E3OAB3V26 | RPM777193/01500 | CABLE WITH CONNECTOR/DC POWER CABLE | 3 |  |  | B2-B3 | 6E3OAB3V26 | RPM777193/01500 | CABLE WITH CONNECTOR/DC POWER CABLE
Ericsson | 6E3OAB3V26 | NFT30459/2 | Surge Protection Device, SPD -48V | 3 |  |  | B2-B3 | 6E3OAB3V26 | NFT30459/2 | Surge Protection Device, SPD -48V
Ericsson | 6E2OAB3V26 | RPM777193/01500 | CABLE WITH CONNECTOR/DC POWER CABLE | 2 |  |  | B2-B3 | 6E2OAB3V26 | RPM777193/01500 | CABLE WITH CONNECTOR/DC POWER CABLE
Ericsson | 6E2OAB3V26 | NFT30459/2 | Surge Protection Device, SPD -48V | 2 |  |  | B2-B3 | 6E2OAB3V26 | NFT30459/2 | Surge Protection Device, SPD -48V
TEF | 6E3IDB2T23-2 | KRC161724/1 | TRANSCEIVER/Radio 8808 B40Y;Radio Unit | 2 |  |  | B2-B3 | 6E3IDB2T23-2 | KRC161724/1 | TRANSCEIVER/Radio 8808 B40Y;Radio Unit
TEF | 6E3IDB2T23-2 | RNT44737/01 | Circular Power Connector DC-C (2 wire) | 2 |  |  | B2-B3 | 6E3IDB2T23-2 | RNT44737/01 | Circular Power Connector DC-C (2 wire)
TEF | 6E3IDB2T23-2 | RDH10265/2 | SFP+ SM 10.3Gb/s 1.4km 1310nm | 2 |  |  | B2-B3 | 6E3IDB2T23-2 | RDH10265/2 | SFP+ SM 10.3Gb/s 1.4km 1310nm
Ericsson | 6E3IDB2T23-2 | RDH10265/2 | SFP+ SM 10.3Gb/s 1.4km 1310nm | 2 |  |  | B2-B3 | 6E3IDB2T23-2 | RDH10265/2 | SFP+ SM 10.3Gb/s 1.4km 1310nm
Ericsson | 6E3IDB2T23-2 | NCD90165/1 | MODULE/GPS 04 01; GPS Receiver Unit | 1 |  |  | B2-B3 | 6E3IDB2T23-2 | NCD90165/1 | MODULE/GPS 04 01; GPS Receiver Unit
Ericsson | 6E3IDB2T23-2 | TSR951357/1500 | CONNECTION CABLE/Jumper N(m)-SMA(m) 1.5m | 1 |  |  | B2-B3 | 6E3IDB2T23-2 | TSR951357/1500 | CONNECTION CABLE/Jumper N(m)-SMA(m) 1.5m
Ericsson | 6E3IDB2T23-2 | RPM1136127/1000 | CABLE WITH CONNECTOR/RJ45(8)-RJ45(8) 1m | 1 |  |  | B2-B3 | 6E3IDB2T23-2 | RPM1136127/1000 | CABLE WITH CONNECTOR/RJ45(8)-RJ45(8) 1m
TEF | 6E3IDB2T23-2 | KRE1012395/1 | ANTENNA/GPS Active Antenna | 1 |  |  | B2-B3 | 6E3IDB2T23-2 | KRE1012395/1 | ANTENNA/GPS Active Antenna
TEF | 6E3IDB2T23-2 | SXK1091931/1 | ASSEMBLED PARTS/GPS Mount, Steel | 1 |  |  | B2-B3 | 6E3IDB2T23-2 | SXK1091931/1 | ASSEMBLED PARTS/GPS Mount, Steel
TEF | 6E3IDB2T23-2 | RPM1191648/2 | EARTHING CABLE/16mm2,GNYE,2m,with 1 lug | 1 |  |  | B2-B3 | 6E3IDB2T23-2 | RPM1191648/2 | EARTHING CABLE/16mm2,GNYE,2m,with 1 lug
TEF | 6E2IDB2T23-1 | KRC161724/1 | TRANSCEIVER/Radio 8808 B40Y;Radio Unit | 1 |  |  | B2-B3 | 6E2IDB2T23-1 | KRC161724/1 | TRANSCEIVER/Radio 8808 B40Y;Radio Unit
TEF | 6E2IDB2T23-1 | RNT44737/01 | Circular Power Connector DC-C (2 wire) | 1 |  |  | B2-B3 | 6E2IDB2T23-1 | RNT44737/01 | Circular Power Connector DC-C (2 wire)
TEF | 6E2IDB2T23-1 | RDH10265/2 | SFP+ SM 10.3Gb/s 1.4km 1310nm | 1 |  |  | B2-B3 | 6E2IDB2T23-1 | RDH10265/2 | SFP+ SM 10.3Gb/s 1.4km 1310nm
Ericsson | 6E2IDB2T23-1 | RDH10265/2 | SFP+ SM 10.3Gb/s 1.4km 1310nm | 1 |  |  | B2-B3 | 6E2IDB2T23-1 | RDH10265/2 | SFP+ SM 10.3Gb/s 1.4km 1310nm
Ericsson | 6E2IDB2T23-1 | NCD90165/1 | MODULE/GPS 04 01; GPS Receiver Unit | 1 |  |  | B2-B3 | 6E2IDB2T23-1 | NCD90165/1 | MODULE/GPS 04 01; GPS Receiver Unit
Ericsson | 6E2IDB2T23-1 | TSR951357/1500 | CONNECTION CABLE/Jumper N(m)-SMA(m) 1.5m | 1 |  |  | B2-B3 | 6E2IDB2T23-1 | TSR951357/1500 | CONNECTION CABLE/Jumper N(m)-SMA(m) 1.5m
Ericsson | 6E2IDB2T23-1 | RPM1136127/1000 | CABLE WITH CONNECTOR/RJ45(8)-RJ45(8) 1m | 1 |  |  | B2-B3 | 6E2IDB2T23-1 | RPM1136127/1000 | CABLE WITH CONNECTOR/RJ45(8)-RJ45(8) 1m
TEF | 6E2IDB2T23-1 | KRE1012395/1 | ANTENNA/GPS Active Antenna | 1 |  |  | B2-B3 | 6E2IDB2T23-1 | KRE1012395/1 | ANTENNA/GPS Active Antenna
TEF | 6E2IDB2T23-1 | SXK1091931/1 | ASSEMBLED PARTS/GPS Mount, Steel | 1 |  |  | B2-B3 | 6E2IDB2T23-1 | SXK1091931/1 | ASSEMBLED PARTS/GPS Mount, Steel
TEF | 6E2IDB2T23-1 | RPM1191648/2 | EARTHING CABLE/16mm2,GNYE,2m,with 1 lug | 1 |  |  | B2-B3 | 6E2IDB2T23-1 | RPM1191648/2 | EARTHING CABLE/16mm2,GNYE,2m,with 1 lug
TEF | 6E1OAB3T23P3 | KRC161724/1 | TRANSCEIVER/Radio 8808 B40Y;Radio Unit | 1 |  |  | B2-B3 | 6E1OAB3T23P3 | KRC161724/1 | TRANSCEIVER/Radio 8808 B40Y;Radio Unit
TEF | 6E1OAB3T23P3 | RNT44737/01 | Circular Power Connector DC-C (2 wire) | 1 |  |  | B2-B3 | 6E1OAB3T23P3 | RNT44737/01 | Circular Power Connector DC-C (2 wire)
TEF | 6E1OAB3T23P3 | RDH10265/2 | SFP+ SM 10.3Gb/s 1.4km 1310nm | 1 |  |  | B2-B3 | 6E1OAB3T23P3 | RDH10265/2 | SFP+ SM 10.3Gb/s 1.4km 1310nm
Ericsson | 6E1OAB3T23P3 | RDH10265/2 | SFP+ SM 10.3Gb/s 1.4km 1310nm | 1 |  |  | B2-B3 | 6E1OAB3T23P3 | RDH10265/2 | SFP+ SM 10.3Gb/s 1.4km 1310nm
Ericsson | 6E1OAB3T23P3 | BMG980336/7 | PDU 01 04; Power Distribution Unit | 1 |  |  | B2-B3 | 6E1OAB3T23P3 | BMG980336/7 | PDU 01 04; Power Distribution Unit
Ericsson | 6E1OAB3T23P3 | RPM77701/00500 | CABLE WITH CONNECTOR/SIGNAL CABLE | 1 |  |  | B2-B3 | 6E1OAB3T23P3 | RPM77701/00500 | CABLE WITH CONNECTOR/SIGNAL CABLE
Ericsson | 6E1OAB3T23P3 | NFT30459/2 | Surge Protection Device, SPD -48V | 3 |  |  | B2-B3 | 6E1OAB3T23P3 | NFT30459/2 | Surge Protection Device, SPD -48V
Ericsson | 6E1OAB3T23P3 | RPM777193/01500 | CABLE WITH CONNECTOR/DC POWER CABLE | 3 |  |  | B2-B3 | 6E1OAB3T23P3 | RPM777193/01500 | CABLE WITH CONNECTOR/DC POWER CABLE
TEF | 6E1OAB3T23P2 | KRC161724/1 | TRANSCEIVER/Radio 8808 B40Y;Radio Unit | 1 |  |  | B2-B3 | 6E1OAB3T23P2 | KRC161724/1 | TRANSCEIVER/Radio 8808 B40Y;Radio Unit
TEF | 6E1OAB3T23P2 | RNT44737/01 | Circular Power Connector DC-C (2 wire) | 1 |  |  | B2-B3 | 6E1OAB3T23P2 | RNT44737/01 | Circular Power Connector DC-C (2 wire)
TEF | 6E1OAB3T23P2 | RDH10265/2 | SFP+ SM 10.3Gb/s 1.4km 1310nm | 1 |  |  | B2-B3 | 6E1OAB3T23P2 | RDH10265/2 | SFP+ SM 10.3Gb/s 1.4km 1310nm
Ericsson | 6E1OAB3T23P2 | RDH10265/2 | SFP+ SM 10.3Gb/s 1.4km 1310nm | 1 |  |  | B2-B3 | 6E1OAB3T23P2 | RDH10265/2 | SFP+ SM 10.3Gb/s 1.4km 1310nm
Ericsson | 6E1OAB3T23P2 | BMG980336/7 | PDU 01 04; Power Distribution Unit | 1 |  |  | B2-B3 | 6E1OAB3T23P2 | BMG980336/7 | PDU 01 04; Power Distribution Unit
Ericsson | 6E1OAB3T23P2 | RPM77701/00500 | CABLE WITH CONNECTOR/SIGNAL CABLE | 1 |  |  | B2-B3 | 6E1OAB3T23P2 | RPM77701/00500 | CABLE WITH CONNECTOR/SIGNAL CABLE
Ericsson | 6E1OAB3T23P2 | NFT30459/2 | Surge Protection Device, SPD -48V | 2 |  |  | B2-B3 | 6E1OAB3T23P2 | NFT30459/2 | Surge Protection Device, SPD -48V
Ericsson | 6E1OAB3T23P2 | RPM777193/01500 | CABLE WITH CONNECTOR/DC POWER CABLE | 2 |  |  | B2-B3 | 6E1OAB3T23P2 | RPM777193/01500 | CABLE WITH CONNECTOR/DC POWER CABLE
TEF | 6E3B3L21 | KRC161635/1 | RADIO UNIT/Radio 4415 B1 | 3 |  |  | B2-B3 | 6E3B3L21 | KRC161635/1 | RADIO UNIT/Radio 4415 B1
TEF | 6E3B3L21 | RNT44737/01 | Circular Power Connector DC-C (2 wire) | 3 |  |  | B2-B3 | 6E3B3L21 | RNT44737/01 | Circular Power Connector DC-C (2 wire)
TEF | 6E3B3L21 | RDH10265/2 | SFP+ SM 10.3Gb/s 1.4km 1310nm | 6 |  |  | B2-B3 | 6E3B3L21 | RDH10265/2 | SFP+ SM 10.3Gb/s 1.4km 1310nm
Ericsson | 6E3B3L21 | RDH10265/2 | SFP+ SM 10.3Gb/s 1.4km 1310nm | 6 |  |  | B2-B3 | 6E3B3L21 | RDH10265/2 | SFP+ SM 10.3Gb/s 1.4km 1310nm
TEF | 6E2B3L21 | KRC161635/1 | RADIO UNIT/Radio 4415 B1 | 2 |  |  | B2-B3 | 6E2B3L21 | KRC161635/1 | RADIO UNIT/Radio 4415 B1
TEF | 6E2B3L21 | RNT44737/01 | Circular Power Connector DC-C (2 wire) | 2 |  |  | B2-B3 | 6E2B3L21 | RNT44737/01 | Circular Power Connector DC-C (2 wire)
TEF | 6E2B3L21 | RDH10265/2 | SFP+ SM 10.3Gb/s 1.4km 1310nm | 4 |  |  | B2-B3 | 6E2B3L21 | RDH10265/2 | SFP+ SM 10.3Gb/s 1.4km 1310nm
Ericsson | 6E2B3L21 | RDH10265/2 | SFP+ SM 10.3Gb/s 1.4km 1310nm | 4 |  |  | B2-B3 | 6E2B3L21 | RDH10265/2 | SFP+ SM 10.3Gb/s 1.4km 1310nm
TEF | E3SCUL6201IDB2B3UG | KRC161797/1 | RADIO UNIT/Radio 2238 B8 B20 B28B | 3 |  |  | B2-B3 | E3SCUL6201IDB2B3UG | KRC161797/1 | RADIO UNIT/Radio 2238 B8 B20 B28B
TEF | E3SCUL6201IDB2B3UG | RNT44737/01 | Circular Power Connector DC-C (2 wire) | 3 |  |  | B2-B3 | E3SCUL6201IDB2B3UG | RNT44737/01 | Circular Power Connector DC-C (2 wire)
Ericsson | E3SCUL6201IDB2B3UG | RPM777211/01800 | CABLE WITH CONNECTOR/SIGNAL CABLE | 6 |  |  | B2-B3 | E3SCUL6201IDB2B3UG | RPM777211/01800 | CABLE WITH CONNECTOR/SIGNAL CABLE
Ericsson | E3SCUL6201IDB2B3UG | RPM777279/00650 | SIGNAL CABLE | 1 |  |  | B2-B3 | E3SCUL6201IDB2B3UG | RPM777279/00650 | SIGNAL CABLE
TEF | E3SCUL6102OAB2B3UG | KRC161797/1 | RADIO UNIT/Radio 2238 B8 B20 B28B | 3 |  |  | B2-B3 | E3SCUL6102OAB2B3UG | KRC161797/1 | RADIO UNIT/Radio 2238 B8 B20 B28B
TEF | E3SCUL6102OAB2B3UG | RNT44737/01 | Circular Power Connector DC-C (2 wire) | 3 |  |  | B2-B3 | E3SCUL6102OAB2B3UG | RNT44737/01 | Circular Power Connector DC-C (2 wire)
Ericsson | E3SCUL6102OAB2B3UG | RPM777211/01800 | CABLE WITH CONNECTOR/SIGNAL CABLE | 6 |  |  | B2-B3 | E3SCUL6102OAB2B3UG | RPM777211/01800 | CABLE WITH CONNECTOR/SIGNAL CABLE
Ericsson | E3SCUL6102OAB2B3UG | RPM777279/00650 | SIGNAL CABLE | 1 |  |  | B2-B3 | E3SCUL6102OAB2B3UG | RPM777279/00650 | SIGNAL CABLE
TEF | E2SCUL6201IDB2B3UG | KRC161797/1 | RADIO UNIT/Radio 2238 B8 B20 B28B | 2 |  |  | B2-B3 | E2SCUL6201IDB2B3UG | KRC161797/1 | RADIO UNIT/Radio 2238 B8 B20 B28B
TEF | E2SCUL6201IDB2B3UG | RNT44737/01 | Circular Power Connector DC-C (2 wire) | 2 |  |  | B2-B3 | E2SCUL6201IDB2B3UG | RNT44737/01 | Circular Power Connector DC-C (2 wire)
Ericsson | E2SCUL6201IDB2B3UG | RPM777211/01800 | CABLE WITH CONNECTOR/SIGNAL CABLE | 4 |  |  | B2-B3 | E2SCUL6201IDB2B3UG | RPM777211/01800 | CABLE WITH CONNECTOR/SIGNAL CABLE
Ericsson | E2SCUL6201IDB2B3UG | RPM777279/00650 | SIGNAL CABLE | 1 |  |  | B2-B3 | E2SCUL6201IDB2B3UG | RPM777279/00650 | SIGNAL CABLE
TEF | E2SCUL6102OAB2B3UG | KRC161797/1 | RADIO UNIT/Radio 2238 B8 B20 B28B | 2 |  |  | B2-B3 | E2SCUL6102OAB2B3UG | KRC161797/1 | RADIO UNIT/Radio 2238 B8 B20 B28B
TEF | E2SCUL6102OAB2B3UG | RNT44737/01 | Circular Power Connector DC-C (2 wire) | 2 |  |  | B2-B3 | E2SCUL6102OAB2B3UG | RNT44737/01 | Circular Power Connector DC-C (2 wire)
Ericsson | E2SCUL6102OAB2B3UG | RPM777211/01800 | CABLE WITH CONNECTOR/SIGNAL CABLE | 4 |  |  | B2-B3 | E2SCUL6102OAB2B3UG | RPM777211/01800 | CABLE WITH CONNECTOR/SIGNAL CABLE
Ericsson | E2SCUL6102OAB2B3UG | RPM777279/00650 | SIGNAL CABLE | 1 |  |  | B2-B3 | E2SCUL6102OAB2B3UG | RPM777279/00650 | SIGNAL CABLE
TEF | 6E3OAB2T23-1 | KRC161724/1 | TRANSCEIVER/Radio 8808 B40Y;Radio Unit | 1 |  |  | B2-B3 | 6E3OAB2T23-1 | KRC161724/1 | TRANSCEIVER/Radio 8808 B40Y;Radio Unit
TEF | 6E3OAB2T23-1 | RNT44737/01 | Circular Power Connector DC-C (2 wire) | 1 |  |  | B2-B3 | 6E3OAB2T23-1 | RNT44737/01 | Circular Power Connector DC-C (2 wire)
TEF | 6E3OAB2T23-1 | RDH10265/2 | SFP+ SM 10.3Gb/s 1.4km 1310nm | 1 |  |  | B2-B3 | 6E3OAB2T23-1 | RDH10265/2 | SFP+ SM 10.3Gb/s 1.4km 1310nm
Ericsson | 6E3OAB2T23-1 | RDH10265/2 | SFP+ SM 10.3Gb/s 1.4km 1310nm | 1 |  |  | B2-B3 | 6E3OAB2T23-1 | RDH10265/2 | SFP+ SM 10.3Gb/s 1.4km 1310nm
Ericsson | 6E3OAB2T23-1 | NCD90165/1 | MODULE/GPS 04 01; GPS Receiver Unit | 1 |  |  | B2-B3 | 6E3OAB2T23-1 | NCD90165/1 | MODULE/GPS 04 01; GPS Receiver Unit
Ericsson | 6E3OAB2T23-1 | TSR951357/1500 | CONNECTION CABLE/Jumper N(m)-SMA(m) 1.5m | 1 |  |  | B2-B3 | 6E3OAB2T23-1 | TSR951357/1500 | CONNECTION CABLE/Jumper N(m)-SMA(m) 1.5m
Ericsson | 6E3OAB2T23-1 | RPM1136127/1000 | CABLE WITH CONNECTOR/RJ45(8)-RJ45(8) 1m | 1 |  |  | B2-B3 | 6E3OAB2T23-1 | RPM1136127/1000 | CABLE WITH CONNECTOR/RJ45(8)-RJ45(8) 1m
TEF | 6E3OAB2T23-1 | KRE1012395/1 | ANTENNA/GPS Active Antenna | 1 |  |  | B2-B3 | 6E3OAB2T23-1 | KRE1012395/1 | ANTENNA/GPS Active Antenna
TEF | 6E3OAB2T23-1 | SXK1091931/1 | ASSEMBLED PARTS/GPS Mount, Steel | 1 |  |  | B2-B3 | 6E3OAB2T23-1 | SXK1091931/1 | ASSEMBLED PARTS/GPS Mount, Steel
TEF | 6E3OAB2T23-1 | RPM1191648/2 | EARTHING CABLE/16mm2,GNYE,2m,with 1 lug | 1 |  |  | B2-B3 | 6E3OAB2T23-1 | RPM1191648/2 | EARTHING CABLE/16mm2,GNYE,2m,with 1 lug
Ericsson | 6E3OAB2T23-1 | BMG980336/7 | PDU 01 04; Power Distribution Unit | 1 |  |  | B2-B3 | 6E3OAB2T23-1 | BMG980336/7 | PDU 01 04; Power Distribution Unit
Ericsson | 6E3OAB2T23-1 | RPM77701/00500 | CABLE WITH CONNECTOR/SIGNAL CABLE | 1 |  |  | B2-B3 | 6E3OAB2T23-1 | RPM77701/00500 | CABLE WITH CONNECTOR/SIGNAL CABLE
Ericsson | 6E3OAB2T23-1 | SXA2153848/1 | BRACKET OVP Holder | 1 |  |  | B2-B3 | 6E3OAB2T23-1 | SXA2153848/1 | BRACKET OVP Holder
Ericsson | 6E3OAB2T23-1 | NTM2013977/1 | INSTALMATERIAL SET/Screw kit for expans | 1 |  |  | B2-B3 | 6E3OAB2T23-1 | NTM2013977/1 | INSTALMATERIAL SET/Screw kit for expans
Ericsson | 6E3OAB2T23-1 | NFT30459/2 | Surge Protection Device, SPD -48V | 1 |  |  | B2-B3 | 6E3OAB2T23-1 | NFT30459/2 | Surge Protection Device, SPD -48V
Ericsson | 6E3OAB2T23-1 | RPM777193/01500 | CABLE WITH CONNECTOR/DC POWER CABLE | 1 |  |  | B2-B3 | 6E3OAB2T23-1 | RPM777193/01500 | CABLE WITH CONNECTOR/DC POWER CABLE
Ericsson | 1E3SC6102OA3PPB2B3UG | SXK1253086/1 | Cable guide | 1 |  |  | B2-B3 | 1E3SC6102OA3PPB2B3UG | SXK1253086/1 | Cable guide
Ericsson | 1E3SC6102OA3PPB2B3UG | KDV127621/11 | Baseband 6630 with fan | 1 |  |  | B2-B3 | 1E3SC6102OA3PPB2B3UG | KDV127621/11 | Baseband 6630 with fan
Ericsson | 1E3SC6102OA3PPB2B3UG | RPM777526/02000 | ET Power cable | 1 |  |  | B2-B3 | 1E3SC6102OA3PPB2B3UG | RPM777526/02000 | ET Power cable
Ericsson | 1E3SC6102OA3PPB2B3UG | RPM777567/05000 | Grounding Cable | 1 |  |  | B2-B3 | 1E3SC6102OA3PPB2B3UG | RPM777567/05000 | Grounding Cable
Ericsson | 1E3SC6102OA3PPB2B3UG | KRC161797/1 | RADIO UNIT/Radio 2238 B8 B20 B28B | 6 |  |  | B2-B3 | 1E3SC6102OA3PPB2B3UG | KRC161797/1 | RADIO UNIT/Radio 2238 B8 B20 B28B
Ericsson | 1E3SC6102OA3PPB2B3UG | RNT44737/01 | Circular Power Connector DC-C (2 wire) | 6 |  |  | B2-B3 | 1E3SC6102OA3PPB2B3UG | RNT44737/01 | Circular Power Connector DC-C (2 wire)
Ericsson | 1E3SC6102OA3PPB2B3UG | RDH10265/2 | SFP+ SM 10.3Gb/s 1.4km 1310nm | 6 |  |  | B2-B3 | 1E3SC6102OA3PPB2B3UG | RDH10265/2 | SFP+ SM 10.3Gb/s 1.4km 1310nm
Ericsson | 1E3SC6102OA3PPB2B3UG | RDH10265/2 | SFP+ SM 10.3Gb/s 1.4km 1310nm | 6 |  |  | B2-B3 | 1E3SC6102OA3PPB2B3UG | RDH10265/2 | SFP+ SM 10.3Gb/s 1.4km 1310nm
Ericsson | 1E3SC6102OA3PPB2B3UG | RDH10265/2 | SFP+ SM 10.3Gb/s 1.4km 1310nm | 3 |  |  | B2-B3 | 1E3SC6102OA3PPB2B3UG | RDH10265/2 | SFP+ SM 10.3Gb/s 1.4km 1310nm
Ericsson | 1E3SC6102OA3PPB2B3UG | RDH10265/2 | SFP+ SM 10.3Gb/s 1.4km 1310nm | 3 |  |  | B2-B3 | 1E3SC6102OA3PPB2B3UG | RDH10265/2 | SFP+ SM 10.3Gb/s 1.4km 1310nm
Ericsson | 1E3SC6102OA3PPB2B3UG | KRC161635/1 | RADIO UNIT/Radio 4415 B1 | 3 |  |  | B2-B3 | 1E3SC6102OA3PPB2B3UG | KRC161635/1 | RADIO UNIT/Radio 4415 B1
Ericsson | 1E3SC6102OA3PPB2B3UG | RNT44737/01 | Circular Power Connector DC-C (2 wire) | 3 |  |  | B2-B3 | 1E3SC6102OA3PPB2B3UG | RNT44737/01 | Circular Power Connector DC-C (2 wire)
Ericsson | 1E3SC6102OA3PPB2B3UG | RDH10265/2 | SFP+ SM 10.3Gb/s 1.4km 1310nm | 6 |  |  | B2-B3 | 1E3SC6102OA3PPB2B3UG | RDH10265/2 | SFP+ SM 10.3Gb/s 1.4km 1310nm
Ericsson | 1E3SC6102OA3PPB2B3UG | RDH10265/2 | SFP+ SM 10.3Gb/s 1.4km 1310nm | 6 |  |  | B2-B3 | 1E3SC6102OA3PPB2B3UG | RDH10265/2 | SFP+ SM 10.3Gb/s 1.4km 1310nm
Ericsson | 1E3SC6102OA3PPB2B3UG | NFT30459/2 | Surge Protection Device, SPD -48V | 10 |  |  | B2-B3 | 1E3SC6102OA3PPB2B3UG | NFT30459/2 | Surge Protection Device, SPD -48V
Ericsson | 1E3SC6102OA3PPB2B3UG | RPM777193/01500 | CABLE WITH CONNECTOR/DC POWER CABLE | 10 |  |  | B2-B3 | 1E3SC6102OA3PPB2B3UG | RPM777193/01500 | CABLE WITH CONNECTOR/DC POWER CABLE
Ericsson | 1E3SC6102OA3PPB2B3UG | BMG980336/7 | PDU 01 04; Power Distribution Unit | 1 |  |  | B2-B3 | 1E3SC6102OA3PPB2B3UG | BMG980336/7 | PDU 01 04; Power Distribution Unit
Ericsson | 1E3SC6102OA3PPB2B3UG | RPM77701/00500 | CABLE WITH CONNECTOR/SIGNAL CABLE | 1 |  |  | B2-B3 | 1E3SC6102OA3PPB2B3UG | RPM77701/00500 | CABLE WITH CONNECTOR/SIGNAL CABLE
Ericsson | 1E3SC6102OA3PPB2B3UG | BML161184/1 | RECTIFIER/PSU AC 03; Power Supply Unit | 4 |  |  | B2-B3 | 1E3SC6102OA3PPB2B3UG | BML161184/1 | RECTIFIER/PSU AC 03; Power Supply Unit
Ericsson | 1E3SC6102OA3PPB2B3UG | BGK90118/2 | CONNECTION PANEL/SHU 02 01; Support HUB | 1 |  |  | B2-B3 | 1E3SC6102OA3PPB2B3UG | BGK90118/2 | CONNECTION PANEL/SHU 02 01; Support HUB
Ericsson | 1E3SC6102OA3PPB2B3UG | BMG980336/7 | DISTR. EQUIPMENT/PDU 01 04; Power Distribution Unit | 2 |  |  | B2-B3 | 1E3SC6102OA3PPB2B3UG | BMG980336/7 | DISTR. EQUIPMENT/PDU 01 04; Power Distribution Unit
Ericsson | 1E3SC6102OA3PPB2B3UG | BMG980410/1 | DISTR. EQUIPMENT/BFU 01 03; Battery Fuse | 1 |  |  | B2-B3 | 1E3SC6102OA3PPB2B3UG | BMG980410/1 | DISTR. EQUIPMENT/BFU 01 03; Battery Fuse
Ericsson | 1E3SC6102OA3PPB2B3UG | BMG980390/10 | MAINS DISTR. UNIT/Optional AC-outlet | 1 |  |  | B2-B3 | 1E3SC6102OA3PPB2B3UG | BMG980390/10 | MAINS DISTR. UNIT/Optional AC-outlet
Ericsson | 1E3SC6102OA3PPB2B3UG | BML161184/1 | RECTIFIER/PSU AC 03; Power Supply Unit | 3 |  |  | B2-B3 | 1E3SC6102OA3PPB2B3UG | BML161184/1 | RECTIFIER/PSU AC 03; Power Supply Unit
Ericsson | 1E3SC6102OA3PPB2B3UG | NTM2013977/1 | SET OF MATERIALS/Screw set for expansion | 1 |  |  | B2-B3 | 1E3SC6102OA3PPB2B3UG | NTM2013977/1 | SET OF MATERIALS/Screw set for expansion
Ericsson | 1E3SC6102OA3PPB2B3UG | RPM77701/00500 | CABLE WITH CONNECTOR/SIGNAL CABLE | 3 |  |  | B2-B3 | 1E3SC6102OA3PPB2B3UG | RPM77701/00500 | CABLE WITH CONNECTOR/SIGNAL CABLE
Ericsson | 1E3SC6102OA3PPB2B3UG | RPM77701/00700 | CABLE WITH CONNECTOR/SIGNAL CABLE | 2 |  |  | B2-B3 | 1E3SC6102OA3PPB2B3UG | RPM77701/00700 | CABLE WITH CONNECTOR/SIGNAL CABLE
Ericsson | 1E3SC6102OA3PPB2B3UG | RPM77701/01000 | CABLE WITH CONNECTOR/SIGNAL CABLE | 1 |  |  | B2-B3 | 1E3SC6102OA3PPB2B3UG | RPM77701/01000 | CABLE WITH CONNECTOR/SIGNAL CABLE
Ericsson | 1E3SC6102OA3PPB2B3UG | RPM777270/01000 | CABLE WITH CONNECTOR/POWER CABLE | 3 |  |  | B2-B3 | 1E3SC6102OA3PPB2B3UG | RPM777270/01000 | CABLE WITH CONNECTOR/POWER CABLE
Ericsson | 1E3SC6102OA3PPB2B3UG | SXA1344414/1 | MECHANICAL COMPONENT/Air outlet plate | 1 |  |  | B2-B3 | 1E3SC6102OA3PPB2B3UG | SXA1344414/1 | MECHANICAL COMPONENT/Air outlet plate
Ericsson | 1E3SC6102OA3PPB2B3UG | SXA2153864/1 | MECHANICAL COMPONENT/Guide rail | 2 |  |  | B2-B3 | 1E3SC6102OA3PPB2B3UG | SXA2153864/1 | MECHANICAL COMPONENT/Guide rail
Ericsson | 1E3SC6102OA3PPB2B3UG | SXA2155276/1 | MECHANICAL COMPONENT/PLATE 19 Dummy (1U) | 1 |  |  | B2-B3 | 1E3SC6102OA3PPB2B3UG | SXA2155276/1 | MECHANICAL COMPONENT/PLATE 19 Dummy (1U)
Ericsson | 1E3SC6102OA3PPB2B3UG | SXK1091052/1 | ASSEMBLED PARTS/SHU holder | 1 |  |  | B2-B3 | 1E3SC6102OA3PPB2B3UG | SXK1091052/1 | ASSEMBLED PARTS/SHU holder
Ericsson | 1E3SC6102OA3PPB2B3UG | SXK1091102/1 | ASSEMBLED PARTS/½U dummy (19) | 1 |  |  | B2-B3 | 1E3SC6102OA3PPB2B3UG | SXK1091102/1 | ASSEMBLED PARTS/½U dummy (19)
Ericsson | 1E3SC6102OA3PPB2B3UG | SXK1091601/1 | ASSEMBLED PARTS/Airplate Low flow | 1 |  |  | B2-B3 | 1E3SC6102OA3PPB2B3UG | SXK1091601/1 | ASSEMBLED PARTS/Airplate Low flow
Ericsson | 1E3SC6102OA3PPB2B3UG | SXK1091601/2 | ASSEMBLED PARTS/Airplate Medium flow | 1 |  |  | B2-B3 | 1E3SC6102OA3PPB2B3UG | SXK1091601/2 | ASSEMBLED PARTS/Airplate Medium flow
Ericsson | 1E3SC6102OA3PPB2B3UG | SXK1098115/1 | ASSEMBLED PARTS/Power subrack | 1 |  |  | B2-B3 | 1E3SC6102OA3PPB2B3UG | SXK1098115/1 | ASSEMBLED PARTS/Power subrack
Ericsson | 1E3SC6102OA3PPB2B3UG | SXK1098257/1 | DUMMY/Dummy unit (Power Subrack) | 4 |  |  | B2-B3 | 1E3SC6102OA3PPB2B3UG | SXK1098257/1 | DUMMY/Dummy unit (Power Subrack)
Ericsson | 1E3SC6102OA3PPL18B2B3UG | SXK1253086/1 | Cable guide | 1 |  |  | B2-B3 | 1E3SC6102OA3PPL18B2B3UG | SXK1253086/1 | Cable guide
Ericsson | 1E3SC6102OA3PPL18B2B3UG | KDV127621/11 | Baseband 6630 with fan | 1 |  |  | B2-B3 | 1E3SC6102OA3PPL18B2B3UG | KDV127621/11 | Baseband 6630 with fan
Ericsson | 1E3SC6102OA3PPL18B2B3UG | RPM777526/02000 | ET Power cable | 1 |  |  | B2-B3 | 1E3SC6102OA3PPL18B2B3UG | RPM777526/02000 | ET Power cable
Ericsson | 1E3SC6102OA3PPL18B2B3UG | RPM777567/05000 | Grounding Cable | 1 |  |  | B2-B3 | 1E3SC6102OA3PPL18B2B3UG | RPM777567/05000 | Grounding Cable
Ericsson | 1E3SC6102OA3PPL18B2B3UG | KRC161797/1 | RADIO UNIT/Radio 2238 B8 B20 B28B | 6 |  |  | B2-B3 | 1E3SC6102OA3PPL18B2B3UG | KRC161797/1 | RADIO UNIT/Radio 2238 B8 B20 B28B
Ericsson | 1E3SC6102OA3PPL18B2B3UG | RNT44737/01 | Circular Power Connector DC-C (2 wire) | 6 |  |  | B2-B3 | 1E3SC6102OA3PPL18B2B3UG | RNT44737/01 | Circular Power Connector DC-C (2 wire)
Ericsson | 1E3SC6102OA3PPL18B2B3UG | RDH10265/2 | SFP+ SM 10.3Gb/s 1.4km 1310nm | 6 |  |  | B2-B3 | 1E3SC6102OA3PPL18B2B3UG | RDH10265/2 | SFP+ SM 10.3Gb/s 1.4km 1310nm
Ericsson | 1E3SC6102OA3PPL18B2B3UG | RDH10265/2 | SFP+ SM 10.3Gb/s 1.4km 1310nm | 6 |  |  | B2-B3 | 1E3SC6102OA3PPL18B2B3UG | RDH10265/2 | SFP+ SM 10.3Gb/s 1.4km 1310nm
Ericsson | 1E3SC6102OA3PPL18B2B3UG | RDH10265/2 | SFP+ SM 10.3Gb/s 1.4km 1310nm | 3 |  |  | B2-B3 | 1E3SC6102OA3PPL18B2B3UG | RDH10265/2 | SFP+ SM 10.3Gb/s 1.4km 1310nm
Ericsson | 1E3SC6102OA3PPL18B2B3UG | RDH10265/2 | SFP+ SM 10.3Gb/s 1.4km 1310nm | 3 |  |  | B2-B3 | 1E3SC6102OA3PPL18B2B3UG | RDH10265/2 | SFP+ SM 10.3Gb/s 1.4km 1310nm
Ericsson | 1E3SC6102OA3PPL18B2B3UG | KRC161777/1 | RADIO UNIT/Radio 4480B1B3 | 3 |  |  | B2-B3 | 1E3SC6102OA3PPL18B2B3UG | KRC161777/1 | RADIO UNIT/Radio 4480B1B3
Ericsson | 1E3SC6102OA3PPL18B2B3UG | RNT44737/01 | Circular Power Connector DC-C (2 wire) | 3 |  |  | B2-B3 | 1E3SC6102OA3PPL18B2B3UG | RNT44737/01 | Circular Power Connector DC-C (2 wire)
Ericsson | 1E3SC6102OA3PPL18B2B3UG | BKV106246/1 | Fan tray, 24 VDC, 2.0 A, 358x29x54 mm (Radio 4480) | 3 |  |  | B2-B3 | 1E3SC6102OA3PPL18B2B3UG | BKV106246/1 | Fan tray, 24 VDC, 2.0 A, 358x29x54 mm (Radio 4480)
Ericsson | 1E3SC6102OA3PPL18B2B3UG | RDH10265/2 | SFP+ SM 10.3Gb/s 1.4km 1310nm | 6 |  |  | B2-B3 | 1E3SC6102OA3PPL18B2B3UG | RDH10265/2 | SFP+ SM 10.3Gb/s 1.4km 1310nm
Ericsson | 1E3SC6102OA3PPL18B2B3UG | RDH10265/2 | SFP+ SM 10.3Gb/s 1.4km 1310nm | 6 |  |  | B2-B3 | 1E3SC6102OA3PPL18B2B3UG | RDH10265/2 | SFP+ SM 10.3Gb/s 1.4km 1310nm
Ericsson | 1E3SC6102OA3PPL18B2B3UG | NFT30459/2 | Surge Protection Device, SPD -48V | 7 |  |  | B2-B3 | 1E3SC6102OA3PPL18B2B3UG | NFT30459/2 | Surge Protection Device, SPD -48V
Ericsson | 1E3SC6102OA3PPL18B2B3UG | RPM777193/01500 | CABLE WITH CONNECTOR/DC POWER CABLE | 7 |  |  | B2-B3 | 1E3SC6102OA3PPL18B2B3UG | RPM777193/01500 | CABLE WITH CONNECTOR/DC POWER CABLE
Ericsson | 1E3SC6102OA3PPL18B2B3UG | NFT30459/3 | Surge Protection Device, SPD -48V | 3 |  |  | B2-B3 | 1E3SC6102OA3PPL18B2B3UG | NFT30459/3 | Surge Protection Device, SPD -48V
Ericsson | 1E3SC6102OA3PPL18B2B3UG | RPM1192370/01500 | CABLE WITH CONNECTOR/DC POWER CABLE | 3 |  |  | B2-B3 | 1E3SC6102OA3PPL18B2B3UG | RPM1192370/01500 | CABLE WITH CONNECTOR/DC POWER CABLE
Ericsson | 1E3SC6102OA3PPL18B2B3UG | BMG980336/7 | PDU 01 04; Power Distribution Unit | 1 |  |  | B2-B3 | 1E3SC6102OA3PPL18B2B3UG | BMG980336/7 | PDU 01 04; Power Distribution Unit
Ericsson | 1E3SC6102OA3PPL18B2B3UG | RPM77701/00500 | CABLE WITH CONNECTOR/SIGNAL CABLE | 1 |  |  | B2-B3 | 1E3SC6102OA3PPL18B2B3UG | RPM77701/00500 | CABLE WITH CONNECTOR/SIGNAL CABLE
Ericsson | 1E3SC6102OA3PPL18B2B3UG | BML161184/1 | RECTIFIER/PSU AC 03; Power Supply Unit | 4 |  |  | B2-B3 | 1E3SC6102OA3PPL18B2B3UG | BML161184/1 | RECTIFIER/PSU AC 03; Power Supply Unit
Ericsson | 1E3SC6102OA3PPL18B2B3UG | BGK90118/2 | CONNECTION PANEL/SHU 02 01; Support HUB | 1 |  |  | B2-B3 | 1E3SC6102OA3PPL18B2B3UG | BGK90118/2 | CONNECTION PANEL/SHU 02 01; Support HUB
Ericsson | 1E3SC6102OA3PPL18B2B3UG | BMG980336/7 | DISTR. EQUIPMENT/PDU 01 04; Power Distribution Unit | 1 |  |  | B2-B3 | 1E3SC6102OA3PPL18B2B3UG | BMG980336/7 | DISTR. EQUIPMENT/PDU 01 04; Power Distribution Unit
Ericsson | 1E3SC6102OA3PPL18B2B3UG | SXK1252098/1 | PDU Cassette | 1 |  |  | B2-B3 | 1E3SC6102OA3PPL18B2B3UG | SXK1252098/1 | PDU Cassette
Ericsson | 1E3SC6102OA3PPL18B2B3UG | BGM136106/2 | PDU 03 02, Power Distribution | 1 |  |  | B2-B3 | 1E3SC6102OA3PPL18B2B3UG | BGM136106/2 | PDU 03 02, Power Distribution
Ericsson | 1E3SC6102OA3PPL18B2B3UG | NFS89973/6 | ECM 03 06; Electronic Circuit | 3 |  |  | B2-B3 | 1E3SC6102OA3PPL18B2B3UG | NFS89973/6 | ECM 03 06; Electronic Circuit
Ericsson | 1E3SC6102OA3PPL18B2B3UG | BMG980410/1 | DISTR. EQUIPMENT/BFU 01 03; Battery Fuse | 1 |  |  | B2-B3 | 1E3SC6102OA3PPL18B2B3UG | BMG980410/1 | DISTR. EQUIPMENT/BFU 01 03; Battery Fuse
Ericsson | 1E3SC6102OA3PPL18B2B3UG | BMG980390/10 | MAINS DISTR. UNIT/Optional AC-outlet | 1 |  |  | B2-B3 | 1E3SC6102OA3PPL18B2B3UG | BMG980390/10 | MAINS DISTR. UNIT/Optional AC-outlet
Ericsson | 1E3SC6102OA3PPL18B2B3UG | BML161184/1 | RECTIFIER/PSU AC 03; Power Supply Unit | 3 |  |  | B2-B3 | 1E3SC6102OA3PPL18B2B3UG | BML161184/1 | RECTIFIER/PSU AC 03; Power Supply Unit
Ericsson | 1E3SC6102OA3PPL18B2B3UG | NTM2013977/1 | SET OF MATERIALS/Screw set for expansion | 1 |  |  | B2-B3 | 1E3SC6102OA3PPL18B2B3UG | NTM2013977/1 | SET OF MATERIALS/Screw set for expansion
Ericsson | 1E3SC6102OA3PPL18B2B3UG | RPM77701/00500 | CABLE WITH CONNECTOR/SIGNAL CABLE | 3 |  |  | B2-B3 | 1E3SC6102OA3PPL18B2B3UG | RPM77701/00500 | CABLE WITH CONNECTOR/SIGNAL CABLE
Ericsson | 1E3SC6102OA3PPL18B2B3UG | RPM77701/00700 | CABLE WITH CONNECTOR/SIGNAL CABLE | 2 |  |  | B2-B3 | 1E3SC6102OA3PPL18B2B3UG | RPM77701/00700 | CABLE WITH CONNECTOR/SIGNAL CABLE
Ericsson | 1E3SC6102OA3PPL18B2B3UG | RPM77701/01000 | CABLE WITH CONNECTOR/SIGNAL CABLE | 1 |  |  | B2-B3 | 1E3SC6102OA3PPL18B2B3UG | RPM77701/01000 | CABLE WITH CONNECTOR/SIGNAL CABLE
Ericsson | 1E3SC6102OA3PPL18B2B3UG | RPM777270/01000 | CABLE WITH CONNECTOR/POWER CABLE | 3 |  |  | B2-B3 | 1E3SC6102OA3PPL18B2B3UG | RPM777270/01000 | CABLE WITH CONNECTOR/POWER CABLE
Ericsson | 1E3SC6102OA3PPL18B2B3UG | SXA1344414/1 | MECHANICAL COMPONENT/Air outlet plate | 1 |  |  | B2-B3 | 1E3SC6102OA3PPL18B2B3UG | SXA1344414/1 | MECHANICAL COMPONENT/Air outlet plate
Ericsson | 1E3SC6102OA3PPL18B2B3UG | SXA2153864/1 | MECHANICAL COMPONENT/Guide rail | 2 |  |  | B2-B3 | 1E3SC6102OA3PPL18B2B3UG | SXA2153864/1 | MECHANICAL COMPONENT/Guide rail
Ericsson | 1E3SC6102OA3PPL18B2B3UG | SXA2155276/1 | MECHANICAL COMPONENT/PLATE 19 Dummy (1U) | 1 |  |  | B2-B3 | 1E3SC6102OA3PPL18B2B3UG | SXA2155276/1 | MECHANICAL COMPONENT/PLATE 19 Dummy (1U)
Ericsson | 1E3SC6102OA3PPL18B2B3UG | SXK1091052/1 | ASSEMBLED PARTS/SHU holder | 1 |  |  | B2-B3 | 1E3SC6102OA3PPL18B2B3UG | SXK1091052/1 | ASSEMBLED PARTS/SHU holder
Ericsson | 1E3SC6102OA3PPL18B2B3UG | SXK1091102/1 | ASSEMBLED PARTS/½U dummy (19) | 1 |  |  | B2-B3 | 1E3SC6102OA3PPL18B2B3UG | SXK1091102/1 | ASSEMBLED PARTS/½U dummy (19)
Ericsson | 1E3SC6102OA3PPL18B2B3UG | SXK1091601/1 | ASSEMBLED PARTS/Airplate Low flow | 1 |  |  | B2-B3 | 1E3SC6102OA3PPL18B2B3UG | SXK1091601/1 | ASSEMBLED PARTS/Airplate Low flow
Ericsson | 1E3SC6102OA3PPL18B2B3UG | SXK1091601/2 | ASSEMBLED PARTS/Airplate Medium flow | 1 |  |  | B2-B3 | 1E3SC6102OA3PPL18B2B3UG | SXK1091601/2 | ASSEMBLED PARTS/Airplate Medium flow
Ericsson | 1E3SC6102OA3PPL18B2B3UG | SXK1098115/1 | ASSEMBLED PARTS/Power subrack | 1 |  |  | B2-B3 | 1E3SC6102OA3PPL18B2B3UG | SXK1098115/1 | ASSEMBLED PARTS/Power subrack
Ericsson | 1E3SC6102OA3PPL18B2B3UG | SXK1098257/1 | DUMMY/Dummy unit (Power Subrack) | 4 |  |  | B2-B3 | 1E3SC6102OA3PPL18B2B3UG | SXK1098257/1 | DUMMY/Dummy unit (Power Subrack)
TEF | 6E3IDB2T34GPS | KRC161822/1 | ERS8823 B42G | 3 |  |  | Add UG | 6E3IDB2T34GPS | KRC161822/1 | ERS8823 B42G
TEF | 6E3IDB2T34GPS | RNT44737/01 | Circular Power Connector DC-C (2 wire) | 3 |  |  | Add UG | 6E3IDB2T34GPS | RNT44737/01 | Circular Power Connector DC-C (2 wire)
TEF | 6E3IDB2T34GPS | RDH10265/2 | SFP+ SM 10.3Gb/s 1.4km 1310nm | 3 |  |  | Add UG | 6E3IDB2T34GPS | RDH10265/2 | SFP+ SM 10.3Gb/s 1.4km 1310nm
Ericsson | 6E3IDB2T34GPS | RPM777526/02000 | DC POWER CABLE | 1 |  |  | Add UG | 6E3IDB2T34GPS | RPM777526/02000 | DC POWER CABLE
Ericsson | 6E3IDB2T34GPS | RPM777567/01000 | 6630 Grounding Cable | 1 |  |  | Add UG | 6E3IDB2T34GPS | RPM777567/01000 | 6630 Grounding Cable
Ericsson | 6E3IDB2T34GPS | KDV127621/11 | Baseband 6630 with fan | 1 |  |  | Add UG | 6E3IDB2T34GPS | KDV127621/11 | Baseband 6630 with fan
Ericsson | 6E3IDB2T34GPS | SXK1253086/1 | Cable guide | 1 |  |  | Add UG | 6E3IDB2T34GPS | SXK1253086/1 | Cable guide
Ericsson | 6E3IDB2T34GPS | RDH10265/2 | SFP+ SM 10.3Gb/s 1.4km 1310nm | 3 |  |  | Add UG | 6E3IDB2T34GPS | RDH10265/2 | SFP+ SM 10.3Gb/s 1.4km 1310nm
Ericsson | 6E3IDB2T34GPS | RPM2533512/2000 | Optical fibre cable, single mode, LCD - LCD | 1 |  |  | Add UG | 6E3IDB2T34GPS | RPM2533512/2000 | Optical fibre cable, single mode, LCD - LCD
Ericsson | 6E3IDB2T34GPS | RPM77701/02000 | Signal Cable | 1 |  |  | Add UG | 6E3IDB2T34GPS | RPM77701/02000 | Signal Cable
Ericsson | 6E3IDB2T34GPS | RDH10265/2 | SFP+ SM 10.3Gb/s 1.4km 1310nm | 3 |  |  | Add UG | 6E3IDB2T34GPS | RDH10265/2 | SFP+ SM 10.3Gb/s 1.4km 1310nm
Ericsson | 6E3IDB2T34GPS | RPM1136127/1000 | CABLE WITH CONNECTOR/RJ45(8)-RJ45(8) 1m | 1 |  |  | Add UG | 6E3IDB2T34GPS | RPM1136127/1000 | CABLE WITH CONNECTOR/RJ45(8)-RJ45(8) 1m
Ericsson | 6E3IDB2T34GPS | NCD90165/1 | MODULE/GPS 04 01; GPS Receiver Unit | 1 |  |  | Add UG | 6E3IDB2T34GPS | NCD90165/1 | MODULE/GPS 04 01; GPS Receiver Unit
Ericsson | 6E3IDB2T34GPS | TSR951357/1500 | CONNECTION CABLE/Jumper N(m)-SMA(m) 1.5m | 1 |  |  | Add UG | 6E3IDB2T34GPS | TSR951357/1500 | CONNECTION CABLE/Jumper N(m)-SMA(m) 1.5m
Ericsson | 6E3IDB2T34GPS | RPM1136127/1000 | CABLE WITH CONNECTOR/RJ45(8)-RJ45(8) 1m | 1 |  |  | Add UG | 6E3IDB2T34GPS | RPM1136127/1000 | CABLE WITH CONNECTOR/RJ45(8)-RJ45(8) 1m
TEF | 6E3IDB2T34GPS | KRE1012395/1 | ANTENNA/GPS Active Antenna | 1 |  |  | Add UG | 6E3IDB2T34GPS | KRE1012395/1 | ANTENNA/GPS Active Antenna
TEF | 6E3IDB2T34GPS | SXK1091931/1 | ASSEMBLED PARTS/GPS Mount, Steel | 1 |  |  | Add UG | 6E3IDB2T34GPS | SXK1091931/1 | ASSEMBLED PARTS/GPS Mount, Steel
TEF | 6E3IDB2T34GPS | RPM1191648/2 | EARTHING CABLE/16mm2,GNYE,2m,with 1 lug | 1 |  |  | Add UG | 6E3IDB2T34GPS | RPM1191648/2 | EARTHING CABLE/16mm2,GNYE,2m,with 1 lug
Ericsson | 6E3IDB2T34GPS | SXA2153848/1 | BRACKET OVP Holder | 1 |  |  | Add UG | 6E3IDB2T34GPS | SXA2153848/1 | BRACKET OVP Holder
Ericsson | 6E3IDB2T34GPS | NTM2013977/2 | INSTALMATERIAL SET/Screw kit for expans | 1 |  |  | Add UG | 6E3IDB2T34GPS | NTM2013977/2 | INSTALMATERIAL SET/Screw kit for expans
Ericsson | 6E3IDB2T34GPS | RPM777417/00800 | CABLE WITH CONNECTOR/IDLE | 1 |  |  | Add UG | 6E3IDB2T34GPS | RPM777417/00800 | CABLE WITH CONNECTOR/IDLE
TEF | 6E3OAB2T34GPS | KRC161822/1 | ERS8823 B42G | 3 |  |  | Add UG | 6E3OAB2T34GPS | KRC161822/1 | ERS8823 B42G
TEF | 6E3OAB2T34GPS | RNT44737/01 | Circular Power Connector DC-C (2 wire) | 3 |  |  | Add UG | 6E3OAB2T34GPS | RNT44737/01 | Circular Power Connector DC-C (2 wire)
TEF | 6E3OAB2T34GPS | RDH10265/2 | SFP+ SM 10.3Gb/s 1.4km 1310nm | 3 |  |  | Add UG | 6E3OAB2T34GPS | RDH10265/2 | SFP+ SM 10.3Gb/s 1.4km 1310nm
Ericsson | 6E3OAB2T34GPS | RPM777526/02000 | DC POWER CABLE | 1 |  |  | Add UG | 6E3OAB2T34GPS | RPM777526/02000 | DC POWER CABLE
Ericsson | 6E3OAB2T34GPS | RPM777567/01000 | 6630 Grounding Cable | 1 |  |  | Add UG | 6E3OAB2T34GPS | RPM777567/01000 | 6630 Grounding Cable
Ericsson | 6E3OAB2T34GPS | KDV127621/11 | Baseband 6630 with fan | 1 |  |  | Add UG | 6E3OAB2T34GPS | KDV127621/11 | Baseband 6630 with fan
Ericsson | 6E3OAB2T34GPS | SXK1253086/1 | Cable guide | 1 |  |  | Add UG | 6E3OAB2T34GPS | SXK1253086/1 | Cable guide
Ericsson | 6E3OAB2T34GPS | RDH10265/2 | SFP+ SM 10.3Gb/s 1.4km 1310nm | 3 |  |  | Add UG | 6E3OAB2T34GPS | RDH10265/2 | SFP+ SM 10.3Gb/s 1.4km 1310nm
Ericsson | 6E3OAB2T34GPS | RPM2533512/2000 | Optical fibre cable, single mode, LCD - LCD | 1 |  |  | Add UG | 6E3OAB2T34GPS | RPM2533512/2000 | Optical fibre cable, single mode, LCD - LCD
Ericsson | 6E3OAB2T34GPS | RPM77701/02000 | Signal Cable | 1 |  |  | Add UG | 6E3OAB2T34GPS | RPM77701/02000 | Signal Cable
Ericsson | 6E3OAB2T34GPS | RDH10265/2 | SFP+ SM 10.3Gb/s 1.4km 1310nm | 3 |  |  | Add UG | 6E3OAB2T34GPS | RDH10265/2 | SFP+ SM 10.3Gb/s 1.4km 1310nm
Ericsson | 6E3OAB2T34GPS | RPM1136127/1000 | CABLE WITH CONNECTOR/RJ45(8)-RJ45(8) 1m | 1 |  |  | Add UG | 6E3OAB2T34GPS | RPM1136127/1000 | CABLE WITH CONNECTOR/RJ45(8)-RJ45(8) 1m
Ericsson | 6E3OAB2T34GPS | BML161184/1 | RECTIFIER/PSU AC 03; Power Supply Unit | 4 |  |  | Add UG | 6E3OAB2T34GPS | BML161184/1 | RECTIFIER/PSU AC 03; Power Supply Unit
Ericsson | 6E3OAB2T34GPS | BMG980336/7 | PDU 01 04; Power Distribution Unit | 1 |  |  | Add UG | 6E3OAB2T34GPS | BMG980336/7 | PDU 01 04; Power Distribution Unit
Ericsson | 6E3OAB2T34GPS | RPM77701/00700 | CABLE WITH CONNECTOR/SIGNAL CABLE | 1 |  |  | Add UG | 6E3OAB2T34GPS | RPM77701/00700 | CABLE WITH CONNECTOR/SIGNAL CABLE
Ericsson | 6E3OAB2T34GPS | NFT30459/2 | Surge Protection Device, SPD -48V | 3 |  |  | Add UG | 6E3OAB2T34GPS | NFT30459/2 | Surge Protection Device, SPD -48V
Ericsson | 6E3OAB2T34GPS | RPM777193/01500 | CABLE WITH CONNECTOR/DC POWER CABLE | 3 |  |  | Add UG | 6E3OAB2T34GPS | RPM777193/01500 | CABLE WITH CONNECTOR/DC POWER CABLE
Ericsson | 6E3OAB2T34GPS | NCD90165/1 | MODULE/GPS 04 01; GPS Receiver Unit | 1 |  |  | Add UG | 6E3OAB2T34GPS | NCD90165/1 | MODULE/GPS 04 01; GPS Receiver Unit
Ericsson | 6E3OAB2T34GPS | TSR951357/1500 | CONNECTION CABLE/Jumper N(m)-SMA(m) 1.5m | 1 |  |  | Add UG | 6E3OAB2T34GPS | TSR951357/1500 | CONNECTION CABLE/Jumper N(m)-SMA(m) 1.5m
Ericsson | 6E3OAB2T34GPS | RPM1136127/1000 | CABLE WITH CONNECTOR/RJ45(8)-RJ45(8) 1m | 1 |  |  | Add UG | 6E3OAB2T34GPS | RPM1136127/1000 | CABLE WITH CONNECTOR/RJ45(8)-RJ45(8) 1m
TEF | 6E3OAB2T34GPS | KRE1012395/1 | ANTENNA/GPS Active Antenna | 1 |  |  | Add UG | 6E3OAB2T34GPS | KRE1012395/1 | ANTENNA/GPS Active Antenna
TEF | 6E3OAB2T34GPS | SXK1091931/1 | ASSEMBLED PARTS/GPS Mount, Steel | 1 |  |  | Add UG | 6E3OAB2T34GPS | SXK1091931/1 | ASSEMBLED PARTS/GPS Mount, Steel
TEF | 6E3OAB2T34GPS | RPM1191648/2 | EARTHING CABLE/16mm2,GNYE,2m,with 1 lug | 1 |  |  | Add UG | 6E3OAB2T34GPS | RPM1191648/2 | EARTHING CABLE/16mm2,GNYE,2m,with 1 lug
Ericsson | 6E3OAB2T34GPS | SXA2153848/1 | BRACKET OVP Holder | 1 |  |  | Add UG | 6E3OAB2T34GPS | SXA2153848/1 | BRACKET OVP Holder
Ericsson | 6E3OAB2T34GPS | NTM2013977/1 | INSTALMATERIAL SET/Screw kit for expans | 1 |  |  | Add UG | 6E3OAB2T34GPS | NTM2013977/1 | INSTALMATERIAL SET/Screw kit for expans
Ericsson | 6E3OAB2T34GPS | RPM777417/00800 | CABLE WITH CONNECTOR/IDLE | 1 |  |  | Add UG | 6E3OAB2T34GPS | RPM777417/00800 | CABLE WITH CONNECTOR/IDLE
TEF | 6E3IDB2T3464MGPS | KRD901124/11 | AIR 6488 B42G | 3 |  |  | Add UG | 6E3IDB2T3464MGPS | KRD901124/11 | AIR 6488 B42G
TEF | 6E3IDB2T3464MGPS | RDH10265/2 | SFP+ SM 10.3Gb/s 1.4km 1310nm | 6 |  |  | Add UG | 6E3IDB2T3464MGPS | RDH10265/2 | SFP+ SM 10.3Gb/s 1.4km 1310nm
TEF | 6E3IDB2T3464MGPS | RNT44737/01 | Circular Power Connector DC-C (2 wire) | 3 |  |  | Add UG | 6E3IDB2T3464MGPS | RNT44737/01 | Circular Power Connector DC-C (2 wire)
TEF | 6E3IDB2T3464MGPS | SXK1092065/1 | Air 6488 Tilt bracket | 3 |  |  | Add UG | 6E3IDB2T3464MGPS | SXK1092065/1 | Air 6488 Tilt bracket
Ericsson | 6E3IDB2T3464MGPS | RPM777526/02000 | DC POWER CABLE | 1 |  |  | Add UG | 6E3IDB2T3464MGPS | RPM777526/02000 | DC POWER CABLE
Ericsson | 6E3IDB2T3464MGPS | RPM777567/01000 | 6630 Grounding Cable | 1 |  |  | Add UG | 6E3IDB2T3464MGPS | RPM777567/01000 | 6630 Grounding Cable
Ericsson | 6E3IDB2T3464MGPS | KDV127621/11 | Baseband 6630 with fan | 1 |  |  | Add UG | 6E3IDB2T3464MGPS | KDV127621/11 | Baseband 6630 with fan
Ericsson | 6E3IDB2T3464MGPS | SXK1253086/1 | Cable guide | 1 |  |  | Add UG | 6E3IDB2T3464MGPS | SXK1253086/1 | Cable guide
Ericsson | 6E3IDB2T3464MGPS | RDH10265/2 | SFP+ SM 10.3Gb/s 1.4km 1310nm | 3 |  |  | Add UG | 6E3IDB2T3464MGPS | RDH10265/2 | SFP+ SM 10.3Gb/s 1.4km 1310nm
Ericsson | 6E3IDB2T3464MGPS | RPM2533512/2000 | Optical fibre cable, single mode, LCD - LCD | 1 |  |  | Add UG | 6E3IDB2T3464MGPS | RPM2533512/2000 | Optical fibre cable, single mode, LCD - LCD
Ericsson | 6E3IDB2T3464MGPS | RPM77701/02000 | Signal Cable | 1 |  |  | Add UG | 6E3IDB2T3464MGPS | RPM77701/02000 | Signal Cable
Ericsson | 6E3IDB2T3464MGPS | RDH10265/2 | SFP+ SM 10.3Gb/s 1.4km 1310nm | 6 |  |  | Add UG | 6E3IDB2T3464MGPS | RDH10265/2 | SFP+ SM 10.3Gb/s 1.4km 1310nm
Ericsson | 6E3IDB2T3464MGPS | RPM1136127/1000 | CABLE WITH CONNECTOR/RJ45(8)-RJ45(8) 1m | 1 |  |  | Add UG | 6E3IDB2T3464MGPS | RPM1136127/1000 | CABLE WITH CONNECTOR/RJ45(8)-RJ45(8) 1m
Ericsson | 6E3IDB2T3464MGPS | NCD90165/1 | MODULE/GPS 04 01; GPS Receiver Unit | 1 |  |  | Add UG | 6E3IDB2T3464MGPS | NCD90165/1 | MODULE/GPS 04 01; GPS Receiver Unit
Ericsson | 6E3IDB2T3464MGPS | TSR951357/1500 | CONNECTION CABLE/Jumper N(m)-SMA(m) 1.5m | 1 |  |  | Add UG | 6E3IDB2T3464MGPS | TSR951357/1500 | CONNECTION CABLE/Jumper N(m)-SMA(m) 1.5m
Ericsson | 6E3IDB2T3464MGPS | RPM1136127/1000 | CABLE WITH CONNECTOR/RJ45(8)-RJ45(8) 1m | 1 |  |  | Add UG | 6E3IDB2T3464MGPS | RPM1136127/1000 | CABLE WITH CONNECTOR/RJ45(8)-RJ45(8) 1m
TEF | 6E3IDB2T3464MGPS | KRE1012395/1 | ANTENNA/GPS Active Antenna | 1 |  |  | Add UG | 6E3IDB2T3464MGPS | KRE1012395/1 | ANTENNA/GPS Active Antenna
TEF | 6E3IDB2T3464MGPS | SXK1091931/1 | ASSEMBLED PARTS/GPS Mount, Steel | 1 |  |  | Add UG | 6E3IDB2T3464MGPS | SXK1091931/1 | ASSEMBLED PARTS/GPS Mount, Steel
TEF | 6E3IDB2T3464MGPS | RPM1191648/2 | EARTHING CABLE/16mm2,GNYE,2m,with 1 lug | 1 |  |  | Add UG | 6E3IDB2T3464MGPS | RPM1191648/2 | EARTHING CABLE/16mm2,GNYE,2m,with 1 lug
Ericsson | 6E3IDB2T3464MGPS | SXA2153848/1 | BRACKET OVP Holder | 1 |  |  | Add UG | 6E3IDB2T3464MGPS | SXA2153848/1 | BRACKET OVP Holder
Ericsson | 6E3IDB2T3464MGPS | NTM2013977/2 | INSTALMATERIAL SET/Screw kit for expans | 1 |  |  | Add UG | 6E3IDB2T3464MGPS | NTM2013977/2 | INSTALMATERIAL SET/Screw kit for expans
Ericsson | 6E3IDB2T3464MGPS | RPM777417/00800 | CABLE WITH CONNECTOR/IDLE | 1 |  |  | Add UG | 6E3IDB2T3464MGPS | RPM777417/00800 | CABLE WITH CONNECTOR/IDLE
TEF | 6E3OAB2T3464MGPS | KRD901124/11 | AIR 6488 B42G | 3 |  |  | Add UG | 6E3OAB2T3464MGPS | KRD901124/11 | AIR 6488 B42G
TEF | 6E3OAB2T3464MGPS | RDH10265/2 | SFP+ SM 10.3Gb/s 1.4km 1310nm | 6 |  |  | Add UG | 6E3OAB2T3464MGPS | RDH10265/2 | SFP+ SM 10.3Gb/s 1.4km 1310nm
TEF | 6E3OAB2T3464MGPS | RNT44737/01 | Circular Power Connector DC-C (2 wire) | 3 |  |  | Add UG | 6E3OAB2T3464MGPS | RNT44737/01 | Circular Power Connector DC-C (2 wire)
TEF | 6E3OAB2T3464MGPS | SXK1092065/1 | Air 6488 Tilt bracket | 3 |  |  | Add UG | 6E3OAB2T3464MGPS | SXK1092065/1 | Air 6488 Tilt bracket
Ericsson | 6E3OAB2T3464MGPS | RPM777526/02000 | DC POWER CABLE | 1 |  |  | Add UG | 6E3OAB2T3464MGPS | RPM777526/02000 | DC POWER CABLE
Ericsson | 6E3OAB2T3464MGPS | RPM777567/01000 | 6630 Grounding Cable | 1 |  |  | Add UG | 6E3OAB2T3464MGPS | RPM777567/01000 | 6630 Grounding Cable
Ericsson | 6E3OAB2T3464MGPS | KDV127621/11 | Baseband 6630 with fan | 1 |  |  | Add UG | 6E3OAB2T3464MGPS | KDV127621/11 | Baseband 6630 with fan
Ericsson | 6E3OAB2T3464MGPS | SXK1253086/1 | Cable guide | 1 |  |  | Add UG | 6E3OAB2T3464MGPS | SXK1253086/1 | Cable guide
Ericsson | 6E3OAB2T3464MGPS | RDH 102 65/2 | SFP+ SM 10.3Gb/s 1.4km 1310nm | 3 |  |  | Add UG | 6E3OAB2T3464MGPS | RDH 102 65/2 | SFP+ SM 10.3Gb/s 1.4km 1310nm
Ericsson | 6E3OAB2T3464MGPS | RPM2533512/2000 | Optical fibre cable, single mode, LCD - LCD | 1 |  |  | Add UG | 6E3OAB2T3464MGPS | RPM2533512/2000 | Optical fibre cable, single mode, LCD - LCD
Ericsson | 6E3OAB2T3464MGPS | RPM77701/02000 | Signal Cable | 1 |  |  | Add UG | 6E3OAB2T3464MGPS | RPM77701/02000 | Signal Cable
Ericsson | 6E3OAB2T3464MGPS | RDH10265/2 | SFP+ SM 10.3Gb/s 1.4km 1310nm | 6 |  |  | Add UG | 6E3OAB2T3464MGPS | RDH10265/2 | SFP+ SM 10.3Gb/s 1.4km 1310nm
Ericsson | 6E3OAB2T3464MGPS | RPM1136127/1000 | CABLE WITH CONNECTOR/RJ45(8)-RJ45(8) 1m | 1 |  |  | Add UG | 6E3OAB2T3464MGPS | RPM1136127/1000 | CABLE WITH CONNECTOR/RJ45(8)-RJ45(8) 1m
Ericsson | 6E3OAB2T3464MGPS | SXK1252098/1 | PDU Cassette | 1 |  |  | Add UG | 6E3OAB2T3464MGPS | SXK1252098/1 | PDU Cassette
Ericsson | 6E3OAB2T3464MGPS | BGM136106/2 | PDU 03 02, Power Distribution | 1 |  |  | Add UG | 6E3OAB2T3464MGPS | BGM136106/2 | PDU 03 02, Power Distribution
Ericsson | 6E3OAB2T3464MGPS | NFS89973/6 | ECM 03 06; Electronic Circuit | 3 |  |  | Add UG | 6E3OAB2T3464MGPS | NFS89973/6 | ECM 03 06; Electronic Circuit
Ericsson | 6E3OAB2T3464MGPS | NFT30459/3 | Surge Protection Device, SPD -48V | 3 |  |  | Add UG | 6E3OAB2T3464MGPS | NFT30459/3 | Surge Protection Device, SPD -48V
Ericsson | 6E3OAB2T3464MGPS | RPM1192370/01500 | DC Power Cable | 3 |  |  | Add UG | 6E3OAB2T3464MGPS | RPM1192370/01500 | DC Power Cable
Ericsson | 6E3OAB2T3464MGPS | RPM77701/00700 | SIGNAL CABLE | 1 |  |  | Add UG | 6E3OAB2T3464MGPS | RPM77701/00700 | SIGNAL CABLE
Ericsson | 6E3OAB2T3464MGPS | BML161184/1 | RECTIFIER/PSU AC 03; Power Supply Unit | 4 |  |  | Add UG | 6E3OAB2T3464MGPS | BML161184/1 | RECTIFIER/PSU AC 03; Power Supply Unit
Ericsson | 6E3OAB2T3464MGPS | NCD90165/1 | MODULE/GPS 04 01; GPS Receiver Unit | 1 |  |  | Add UG | 6E3OAB2T3464MGPS | NCD90165/1 | MODULE/GPS 04 01; GPS Receiver Unit
Ericsson | 6E3OAB2T3464MGPS | TSR951357/1500 | CONNECTION CABLE/Jumper N(m)-SMA(m) 1.5m | 1 |  |  | Add UG | 6E3OAB2T3464MGPS | TSR951357/1500 | CONNECTION CABLE/Jumper N(m)-SMA(m) 1.5m
Ericsson | 6E3OAB2T3464MGPS | RPM1136127/1000 | CABLE WITH CONNECTOR/RJ45(8)-RJ45(8) 1m | 1 |  |  | Add UG | 6E3OAB2T3464MGPS | RPM1136127/1000 | CABLE WITH CONNECTOR/RJ45(8)-RJ45(8) 1m
TEF | 6E3OAB2T3464MGPS | KRE1012395/1 | ANTENNA/GPS Active Antenna | 1 |  |  | Add UG | 6E3OAB2T3464MGPS | KRE1012395/1 | ANTENNA/GPS Active Antenna
TEF | 6E3OAB2T3464MGPS | SXK1091931/1 | ASSEMBLED PARTS/GPS Mount, Steel | 1 |  |  | Add UG | 6E3OAB2T3464MGPS | SXK1091931/1 | ASSEMBLED PARTS/GPS Mount, Steel
TEF | 6E3OAB2T3464MGPS | RPM1191648/2 | EARTHING CABLE/16mm2,GNYE,2m,with 1 lug | 1 |  |  | Add UG | 6E3OAB2T3464MGPS | RPM1191648/2 | EARTHING CABLE/16mm2,GNYE,2m,with 1 lug
Ericsson | 6E3OAB2T3464MGPS | SXA2153848/1 | BRACKET OVP Holder | 1 |  |  | Add UG | 6E3OAB2T3464MGPS | SXA2153848/1 | BRACKET OVP Holder
Ericsson | 6E3OAB2T3464MGPS | NTM2013977/1 | INSTALMATERIAL SET/Screw kit for expans | 1 |  |  | Add UG | 6E3OAB2T3464MGPS | NTM2013977/1 | INSTALMATERIAL SET/Screw kit for expans
Ericsson | 6E3OAB2T3464MGPS | RPM777417/00800 | CABLE WITH CONNECTOR/IDLE | 1 |  |  | Add UG | 6E3OAB2T3464MGPS | RPM777417/00800 | CABLE WITH CONNECTOR/IDLE
TEF | 6E3IDB2T348x8264M | KRD901124/11 | AIR 6488 B42G | 3 |  |  | Add UG | 6E3IDB2T348x8264M | KRD901124/11 | AIR 6488 B42G
TEF | 6E3IDB2T348x8264M | RDH10265/2 | SFP+ SM 10.3Gb/s 1.4km 1310nm | 3 |  |  | Add UG | 6E3IDB2T348x8264M | RDH10265/2 | SFP+ SM 10.3Gb/s 1.4km 1310nm
TEF | 6E3IDB2T348x8264M | RNT44737/01 | Circular Power Connector DC-C (2 wire) | 3 |  |  | Add UG | 6E3IDB2T348x8264M | RNT44737/01 | Circular Power Connector DC-C (2 wire)
TEF | 6E3IDB2T348x8264M | SXK1092065/1 | Air 6488 Tilt bracket | 3 |  |  | Add UG | 6E3IDB2T348x8264M | SXK1092065/1 | Air 6488 Tilt bracket
Ericsson | 6E3IDB2T348x8264M | RDH10265/2 | SFP+ SM 10.3Gb/s 1.4km 1310nm | 3 |  |  | Add UG | 6E3IDB2T348x8264M | RDH10265/2 | SFP+ SM 10.3Gb/s 1.4km 1310nm
TEF | 6E3OAB2T348x8264M | KRD901124/11 | AIR 6488 B42G | 3 |  |  | Add UG | 6E3OAB2T348x8264M | KRD901124/11 | AIR 6488 B42G
TEF | 6E3OAB2T348x8264M | RDH10265/2 | SFP+ SM 10.3Gb/s 1.4km 1310nm | 3 |  |  | Add UG | 6E3OAB2T348x8264M | RDH10265/2 | SFP+ SM 10.3Gb/s 1.4km 1310nm
TEF | 6E3OAB2T348x8264M | RNT44737/01 | Circular Power Connector DC-C (2 wire) | 3 |  |  | Add UG | 6E3OAB2T348x8264M | RNT44737/01 | Circular Power Connector DC-C (2 wire)
TEF | 6E3OAB2T348x8264M | SXK1092065/1 | Air 6488 Tilt bracket | 3 |  |  | Add UG | 6E3OAB2T348x8264M | SXK1092065/1 | Air 6488 Tilt bracket
Ericsson | 6E3OAB2T348x8264M | RDH10265/2 | SFP+ SM 10.3Gb/s 1.4km 1310nm | 3 |  |  | Add UG | 6E3OAB2T348x8264M | RDH10265/2 | SFP+ SM 10.3Gb/s 1.4km 1310nm
Ericsson | 6E3OAB2T348x8264M | SXK1252098/1 | PDU Cassette | 1 |  |  | Add UG | 6E3OAB2T348x8264M | SXK1252098/1 | PDU Cassette
Ericsson | 6E3OAB2T348x8264M | BGM136106/2 | PDU 03 02, Power Distribution | 1 |  |  | Add UG | 6E3OAB2T348x8264M | BGM136106/2 | PDU 03 02, Power Distribution
Ericsson | 6E3OAB2T348x8264M | NFS89973/6 | ECM 03 06; Electronic Circuit | 3 |  |  | Add UG | 6E3OAB2T348x8264M | NFS89973/6 | ECM 03 06; Electronic Circuit
Ericsson | 6E3OAB2T348x8264M | NFT30459/3 | Surge Protection Device, SPD -48V | 3 |  |  | Add UG | 6E3OAB2T348x8264M | NFT30459/3 | Surge Protection Device, SPD -48V
Ericsson | 6E3OAB2T348x8264M | RPM1192370/01500 | DC Power Cable | 3 |  |  | Add UG | 6E3OAB2T348x8264M | RPM1192370/01500 | DC Power Cable
Ericsson | 6E3OAB2T348x8264M | RPM77701/00700 | SIGNAL CABLE | 1 |  |  | Add UG | 6E3OAB2T348x8264M | RPM77701/00700 | SIGNAL CABLE
Ericsson | E3OA6630B2V26 | KDV127621/11 | Baseband 6630 with fan | 2 |  |  | Add UG | E3OA6630B2V26 | KDV127621/11 | Baseband 6630 with fan
Ericsson | E3OA6630B2V26 | RPM777526/02000 | ET Power cable | 2 |  |  | Add UG | E3OA6630B2V26 | RPM777526/02000 | ET Power cable
Ericsson | E3OA6630B2V26 | RPM777567/05000 | Grounding Cable | 2 |  |  | Add UG | E3OA6630B2V26 | RPM777567/05000 | Grounding Cable
Ericsson | E3OA6630B2V26 | SXK1253086/1 | Cable guide | 2 |  |  | Add UG | E3OA6630B2V26 | SXK1253086/1 | Cable guide
Ericsson | E61022NDPOWSR | BGK90118/2 | CONNECTION PANEL/SHU 02 01; Support HUB | 1 |  |  | Add UG | E61022NDPOWSR | BGK90118/2 | CONNECTION PANEL/SHU 02 01; Support HUB
Ericsson | E61022NDPOWSR | BMG980336/7 | DISTR. EQUIPMENT/PDU 01 04; Power Distri | 1 |  |  | Add UG | E61022NDPOWSR | BMG980336/7 | DISTR. EQUIPMENT/PDU 01 04; Power Distri
Ericsson | E61022NDPOWSR | BMG980410/1 | DISTR. EQUIPMENT/BFU 01 03; Battery Fuse | 1 |  |  | Add UG | E61022NDPOWSR | BMG980410/1 | DISTR. EQUIPMENT/BFU 01 03; Battery Fuse
Ericsson | E61022NDPOWSR | BMG980390/10 | MAINS DISTR. UNIT/Optional AC-outlet | 1 |  |  | Add UG | E61022NDPOWSR | BMG980390/10 | MAINS DISTR. UNIT/Optional AC-outlet
Ericsson | E61022NDPOWSR | BML161184/1 | RECTIFIER/PSU AC 03; Power Supply Unit | 2 |  |  | Add UG | E61022NDPOWSR | BML161184/1 | RECTIFIER/PSU AC 03; Power Supply Unit
Ericsson | E61022NDPOWSR | NTM2013977/1 | SET OF MATERIALS/Screw set for expansion | 1 |  |  | Add UG | E61022NDPOWSR | NTM2013977/1 | SET OF MATERIALS/Screw set for expansion
Ericsson | E61022NDPOWSR | RPM77701/00500 | CABLE WITH CONNECTOR/SIGNAL CABLE | 2 |  |  | Add UG | E61022NDPOWSR | RPM77701/00500 | CABLE WITH CONNECTOR/SIGNAL CABLE
Ericsson | E61022NDPOWSR | RPM77701/00700 | CABLE WITH CONNECTOR/SIGNAL CABLE | 1 |  |  | Add UG | E61022NDPOWSR | RPM77701/00700 | CABLE WITH CONNECTOR/SIGNAL CABLE
Ericsson | E61022NDPOWSR | RPM77701/01000 | CABLE WITH CONNECTOR/SIGNAL CABLE | 1 |  |  | Add UG | E61022NDPOWSR | RPM77701/01000 | CABLE WITH CONNECTOR/SIGNAL CABLE
Ericsson | E61022NDPOWSR | RPM777270/01000 | CABLE WITH CONNECTOR/POWER CABLE | 2 |  |  | Add UG | E61022NDPOWSR | RPM777270/01000 | CABLE WITH CONNECTOR/POWER CABLE
Ericsson | E61022NDPOWSR | SXA1344414/1 | MECHANICAL COMPONENT/Air outlet plate | 1 |  |  | Add UG | E61022NDPOWSR | SXA1344414/1 | MECHANICAL COMPONENT/Air outlet plate
Ericsson | E61022NDPOWSR | SXA2153864/1 | MECHANICAL COMPONENT/Guide rail | 2 |  |  | Add UG | E61022NDPOWSR | SXA2153864/1 | MECHANICAL COMPONENT/Guide rail
Ericsson | E61022NDPOWSR | SXA2155276/1 | MECHANICAL COMPONENT/PLATE 19 Dummy (1U) | 1 |  |  | Add UG | E61022NDPOWSR | SXA2155276/1 | MECHANICAL COMPONENT/PLATE 19 Dummy (1U)
Ericsson | E61022NDPOWSR | SXK1091052/1 | ASSEMBLED PARTS/SHU holder | 1 |  |  | Add UG | E61022NDPOWSR | SXK1091052/1 | ASSEMBLED PARTS/SHU holder
Ericsson | E61022NDPOWSR | SXK1091102/1 | ASSEMBLED PARTS/½U dummy (19) | 1 |  |  | Add UG | E61022NDPOWSR | SXK1091102/1 | ASSEMBLED PARTS/½U dummy (19)
Ericsson | E61022NDPOWSR | SXK1091601/1 | ASSEMBLED PARTS/Airplate Low flow | 1 |  |  | Add UG | E61022NDPOWSR | SXK1091601/1 | ASSEMBLED PARTS/Airplate Low flow
Ericsson | E61022NDPOWSR | SXK1091601/2 | ASSEMBLED PARTS/Airplate Medium flow | 1 |  |  | Add UG | E61022NDPOWSR | SXK1091601/2 | ASSEMBLED PARTS/Airplate Medium flow
Ericsson | E61022NDPOWSR | SXK1098115/1 | ASSEMBLED PARTS/Power subrack | 1 |  |  | Add UG | E61022NDPOWSR | SXK1098115/1 | ASSEMBLED PARTS/Power subrack
Ericsson | E61022NDPOWSR | SXK1098257/1 | DUMMY/Dummy unit (Power Subrack) | 5 |  |  | Add UG | E61022NDPOWSR | SXK1098257/1 | DUMMY/Dummy unit (Power Subrack)
Ericsson | 6E6630B3 | RPM777526/02000 | DC POWER CABLE | 1 |  |  | Add UG | 6E6630B3 | RPM777526/02000 | DC POWER CABLE
Ericsson | 6E6630B3 | RPM777567/01000 | 6630 Grounding Cable | 1 |  |  | Add UG | 6E6630B3 | RPM777567/01000 | 6630 Grounding Cable
Ericsson | 6E6630B3 | KDV127621/11 | Baseband 6630 with fan | 1 |  |  | Add UG | 6E6630B3 | KDV127621/11 | Baseband 6630 with fan
Ericsson | 6E6630B3 | SXK1253086/1 | Cable guide | 1 |  |  | Add UG | 6E6630B3 | SXK1253086/1 | Cable guide
Ericsson | 6E6630B3 | RPM77701/02000 | EC cable | 1 |  |  | Add UG | 6E6630B3 | RPM77701/02000 | EC cable
Ericsson | 6E6630B3 | RPM777274/00650 | Signal cable | 3 |  |  | Add UG | 6E6630B3 | RPM777274/00650 | Signal cable
Ericsson | 6E6630B3 | RPM777341/01800 | Ethernet cable | 1 |  |  | Add UG | 6E6630B3 | RPM777341/01800 | Ethernet cable
Ericsson | 6EGPS | NCD90165/1 | MODULE/GPS 04 01; GPS Receiver Unit | 1 |  |  | Add UG | 6EGPS | NCD90165/1 | MODULE/GPS 04 01; GPS Receiver Unit
Ericsson | 6EGPS | TSR951357/1500 | CONNECTION CABLE/Jumper N(m)-SMA(m) 1.5m | 1 |  |  | Add UG | 6EGPS | TSR951357/1500 | CONNECTION CABLE/Jumper N(m)-SMA(m) 1.5m
Ericsson | 6EGPS | RPM1136127/1000 | CABLE WITH CONNECTOR/RJ45(8)-RJ45(8) 1m | 1 |  |  | Add UG | 6EGPS | RPM1136127/1000 | CABLE WITH CONNECTOR/RJ45(8)-RJ45(8) 1m
Ericsson | 6EGPS | KRE1012395/1 | ANTENNA/GPS Active Antenna | 1 |  |  | Add UG | 6EGPS | KRE1012395/1 | ANTENNA/GPS Active Antenna
Ericsson | 6EGPS | SXK1091931/1 | ASSEMBLED PARTS/GPS Mount, Steel | 1 |  |  | Add UG | 6EGPS | SXK1091931/1 | ASSEMBLED PARTS/GPS Mount, Steel
Ericsson | 6EGPS | RPM1191648/2 | EARTHING CABLE/16mm2,GNYE,2m,with 1 lug | 1 |  |  | Add UG | 6EGPS | RPM1191648/2 | EARTHING CABLE/16mm2,GNYE,2m,with 1 lug
Ericsson | 6EGPS | NTM503019 | DIN rail | 1 |  |  | Add UG | 6EGPS | NTM503019 | DIN rail
Ericsson | 1E3HSDG | RPM777211/01800 | CABLE WITH CONNECTOR/SIGNAL CABLE | 6 |  |  | Add UG | 1E3HSDG | RPM777211/01800 | CABLE WITH CONNECTOR/SIGNAL CABLE
Ericsson | 1E3HSDG | RPM777279/00650 | SIGNAL CABLE | 1 |  |  | Add UG | 1E3HSDG | RPM777279/00650 | SIGNAL CABLE
Ericsson | 1E3HSDG | RPM777700/00130 | COAXIAL CABLE | 6 |  |  | Add UG | 1E3HSDG | RPM777700/00130 | COAXIAL CABLE
Ericsson | 1E3HSDG | SXA1342193/1 | MECHANICAL COMPONENT/Dummy 62 | 8 |  |  | Add UG | 1E3HSDG | SXA1342193/1 | MECHANICAL COMPONENT/Dummy 62
Ericsson | 1E3MSDG | RPM777211/01800 | CABLE WITH CONNECTOR/SIGNAL CABLE | 6 |  |  | Add UG | 1E3MSDG | RPM777211/01800 | CABLE WITH CONNECTOR/SIGNAL CABLE
Ericsson | 1E3MSDG | RPM777279/00650 | SIGNAL CABLE | 1 |  |  | Add UG | 1E3MSDG | RPM777279/00650 | SIGNAL CABLE
Ericsson | 1E3MSDG | RPM777700/00130 | COAXIAL CABLE | 6 |  |  | Add UG | 1E3MSDG | RPM777700/00130 | COAXIAL CABLE
Ericsson | 1E3MSDG | SXA1342193/1 | MECHANICAL COMPONENT/Dummy 62 | 7 |  |  | Add UG | 1E3MSDG | SXA1342193/1 | MECHANICAL COMPONENT/Dummy 62
Ericsson | 1E3MUSUDG | SXA1342193/1 | MECHANICAL COMPONENT/Dummy 62 | 7 |  |  | Add UG | 1E3MUSUDG | SXA1342193/1 | MECHANICAL COMPONENT/Dummy 62
Ericsson | 1E2HSDG | RPM777211/01800 | CABLE WITH CONNECTOR/SIGNAL CABLE | 4 |  |  | Add UG | 1E2HSDG | RPM777211/01800 | CABLE WITH CONNECTOR/SIGNAL CABLE
Ericsson | 1E2HSDG | RPM777279/00650 | SIGNAL CABLE | 1 |  |  | Add UG | 1E2HSDG | RPM777279/00650 | SIGNAL CABLE
Ericsson | 1E2HSDG | RPM777700/00130 | COAXIAL CABLE | 4 |  |  | Add UG | 1E2HSDG | RPM777700/00130 | COAXIAL CABLE
Ericsson | 1E2HSDG | SXA1342193/1 | MECHANICAL COMPONENT/Dummy 62 | 5 |  |  | Add UG | 1E2HSDG | SXA1342193/1 | MECHANICAL COMPONENT/Dummy 62
Ericsson | E3HSDG | KDU127161/3 | PROCESSOR UNIT/DUW 30;Digital Unit | 1 |  |  | Add UG | E3HSDG | KDU127161/3 | PROCESSOR UNIT/DUW 30;Digital Unit
Ericsson | E3HSDG | RPM777263/00650 | CABLE WITH CONNECTOR/SIGNAL CABLE | 1 |  |  | Add UG | E3HSDG | RPM777263/00650 | CABLE WITH CONNECTOR/SIGNAL CABLE
Ericsson | E3HSDG | RPM777279/00650 | CABLE WITH CONNECTOR/SIGNAL CABLE | 1 |  |  | Add UG | E3HSDG | RPM777279/00650 | CABLE WITH CONNECTOR/SIGNAL CABLE
Ericsson | E3HSDG | KDU127174/3 | PROCESSOR UNIT/DUW 31 01;Digital Unit | 1 |  |  | Add UG | E3HSDG | KDU127174/3 | PROCESSOR UNIT/DUW 31 01;Digital Unit
Ericsson | E3HSDG | RPM919730/01800 | Signal cable | 1 |  |  | Add UG | E3HSDG | RPM919730/01800 | Signal cable
Ericsson | E3HSDG | SXA1342193/1 | MECHANICAL COMPONENT/Dummy 62 | 6 |  |  | Add UG | E3HSDG | SXA1342193/1 | MECHANICAL COMPONENT/Dummy 62
Ericsson | E2HSDG | KDU127161/3 | PROCESSOR UNIT/DUW 30;Digital Unit | 1 |  |  | Add UG | E2HSDG | KDU127161/3 | PROCESSOR UNIT/DUW 30;Digital Unit
Ericsson | E2HSDG | SXA1342193/1 | MECHANICAL COMPONENT/Dummy 62 | 4 |  |  | Add UG | E2HSDG | SXA1342193/1 | MECHANICAL COMPONENT/Dummy 62
Ericsson | E3MSDG | RPM777263/00650 | CABLE WITH CONNECTOR/SIGNAL CABLE | 1 |  |  | Add UG | E3MSDG | RPM777263/00650 | CABLE WITH CONNECTOR/SIGNAL CABLE
Ericsson | E3MSDG | RPM777279/00650 | CABLE WITH CONNECTOR/SIGNAL CABLE | 1 |  |  | Add UG | E3MSDG | RPM777279/00650 | CABLE WITH CONNECTOR/SIGNAL CABLE
Ericsson | E3MSDG | KDU127174/3 | PROCESSOR UNIT/DUW 31 01;Digital Unit | 1 |  |  | Add UG | E3MSDG | KDU127174/3 | PROCESSOR UNIT/DUW 31 01;Digital Unit
Ericsson | E3MSDG | RPM919730/01800 | Signal cable | 1 |  |  | Add UG | E3MSDG | RPM919730/01800 | Signal cable
Ericsson | E3MSDG | SXA1342193/1 | MECHANICAL COMPONENT/Dummy 62 | 4 |  |  | Add UG | E3MSDG | SXA1342193/1 | MECHANICAL COMPONENT/Dummy 62
Ericsson | E2MSDG | SXA1342193/1 | MECHANICAL COMPONENT/Dummy 62 | 3 |  |  | Add UG | E2MSDG | SXA1342193/1 | MECHANICAL COMPONENT/Dummy 62